## Sheet1
Part Number | Category | My Cost | Markup | Resale | Labor Unit | Purchased From | My Description | UOM
98012059135 | Aluminum Wire 600V | 0.69 | 15% | 0.79 | 0.02 | Aluminum Wire | #4/0 ACSR Stranded Aluminum | M
98012059130 | Aluminum Wire 600V | 0.46 | 15% | 0.53 | 0.0138 | Aluminum Wire | #3/0 ACSR Stranded Aluminum | M
98012059125 | Aluminum Wire 600V | 0.44 | 15% | 0.51 | 0.0125 | Aluminum Wire | #2/0 ACSR Stranded Aluminum | M
98012059120 | Aluminum Wire 600V | 0.36 | 15% | 0.41 | 0.0113 | Aluminum Wire | #1/0 ACSR Stranded Aluminum | M
98012059115 | Aluminum Wire 600V | 0.26 | 15% | 0.3 | 0.0088 | Aluminum Wire | #2 ACSR Stranded Aluminum | M
98012059105 | Aluminum Wire 600V | 0.18 | 15% | 0.21 | 0.0075 | Aluminum Wire | #4 ACSR Stranded Aluminum | M
98012058995 | Aluminum Wire 600V | 3.61 | 15% | 4.15 | 0.065 | Aluminum Wire | #4/0 Aluminum Quadruplex XLP 600V | M
98012058985 | Aluminum Wire 600V | 2.44 | 15% | 2.81 | 0.0425 | Aluminum Wire | #2/0 Aluminum Quadruplex XLP 600V | M
98012058980 | Aluminum Wire 600V | 1.91 | 15% | 2.2 | 0.035 | Aluminum Wire | #1/0 Aluminum Quadruplex XLP 600V | M
98012058975 | Aluminum Wire 600V | 1.19 | 15% | 1.37 | 0.0225 | Aluminum Wire | #2 Aluminum Quadruplex XLP 600V | M
98012058970 | Aluminum Wire 600V | 1.01 | 15% | 1.16 | 0.0175 | Aluminum Wire | #4 Aluminum Quadruplex XLP 600V | M
98012058705 | Aluminum Wire 600V | 2.36 | 15% | 2.71 | 0.0475 | Aluminum Wire | #4/0 Aluminum Triplex XLP 600V | M
98012058703 | Aluminum Wire 600V | 1.73 | 15% | 1.99 | 0.0388 | Aluminum Wire | #3/0 Alum Triplexed URD-XLP 600V | M
98012058700 | Aluminum Wire 600V | 1.61 | 15% | 1.85 | 0.0325 | Aluminum Wire | #2/0 Alum Triplexed URD-XLP 600V | M
98012058690 | Aluminum Wire 600V | 1.34 | 15% | 1.54 | 0.03 | Aluminum Wire | #1/0 Aluminum Triplex XLP 600V | M
98012058685 | Aluminum Wire 600V | 0.97 | 15% | 1.12 | 0.02 | Aluminum Wire | #2 Aluminum Triplex XLP 600V | M
98012058680 | Aluminum Wire 600V | 0.75 | 15% | 0.86 | 0.015 | Aluminum Wire | #4 Aluminum Triplex XLP 600V | M
98012058670 | Aluminum Wire 600V | 0.29 | 15% | 0.33 | 0.0113 | Aluminum Wire | #6 Alum Triplexed URD-XLP 600V | M
98012057895 | Aluminum Wire 600V | 4.4 | 15% | 5.06 | 0.0575 | Aluminum Wire | #1000 USE-RHH Stranded Aluminum | M
98012057880 | Aluminum Wire 600V | 2.96 | 15% | 3.4 | 0.0525 | Aluminum Wire | #750 USE-RHH Stranded Aluminum | M
98012057875 | Aluminum Wire 600V | 2.9 | 15% | 3.34 | 0.0475 | Aluminum Wire | #700 USE-RHH Stranded Aluminum | M
98012057870 | Aluminum Wire 600V | 2.51 | 15% | 2.89 | 0.04 | Aluminum Wire | #600 USE-RHH Stranded Aluminum | M
98012057865 | Aluminum Wire 600V | 1.98 | 15% | 2.28 | 0.0325 | Aluminum Wire | #500 USE-RHH Stranded Aluminum | M
98012057860 | Aluminum Wire 600V | 1.73 | 15% | 1.99 | 0.0275 | Aluminum Wire | #400 USE-RHH Stranded Aluminum | M
98012057855 | Aluminum Wire 600V | 1.48 | 15% | 1.7 | 0.0225 | Aluminum Wire | #350 USE-RHH Stranded Aluminum | M
98012057850 | Aluminum Wire 600V | 1.44 | 15% | 1.66 | 0.02 | Aluminum Wire | #300 USE-RHH Stranded Aluminum | M
98012057845 | Aluminum Wire 600V | 1.11 | 15% | 1.28 | 0.0163 | Aluminum Wire | #250 USE-RHH Stranded Aluminum | M
98012057840 | Aluminum Wire 600V | 0.82 | 15% | 0.94 | 0.015 | Aluminum Wire | #4/0 USE-RHH Stranded Aluminum | M
98012057835 | Aluminum Wire 600V | 0.74 | 15% | 0.85 | 0.0138 | Aluminum Wire | #3/0 USE-RHH Stranded Aluminum | M
98012057830 | Aluminum Wire 600V | 0.63 | 15% | 0.72 | 0.0125 | Aluminum Wire | #2/0 USE-RHH Stranded Aluminum | M
98012057825 | Aluminum Wire 600V | 0.53 | 15% | 0.61 | 0.0113 | Aluminum Wire | #1/0 USE-RHH Stranded Aluminum | M
98012057815 | Aluminum Wire 600V | 0.46 | 15% | 0.53 | 0.01 | Aluminum Wire | #1 USE-RHH Stranded Aluminum | M
98012057775 | Aluminum Wire 600V | 0.31 | 15% | 0.36 | 0.0088 | Aluminum Wire | #2 USE-RHH Stranded Aluminum | M
98012057740 | Aluminum Wire 600V | 0.24 | 15% | 0.28 | 0.0075 | Aluminum Wire | #4 USE-RHH Stranded Aluminum | M
98012057700 | Aluminum Wire 600V | 0.21 | 15% | 0.24 | 0.0063 | Aluminum Wire | #6 USE-RHH Stranded Aluminum | M
98012054295 | Aluminum Wire 600V | 3.76 | 15% | 4.32 | 0.0575 | Aluminum Wire | #1000 XHHW-2 Stranded Aluminum | M
98012054280 | Aluminum Wire 600V | 2.34 | 15% | 2.69 | 0.0525 | Aluminum Wire | #750 XHHW-2 Stranded Aluminum | M
98012054275 | Aluminum Wire 600V | 2.52 | 15% | 2.9 | 0.0475 | Aluminum Wire | #700 XHHW-2 Stranded Aluminum | M
98012054270 | Aluminum Wire 600V | 1.98 | 15% | 2.28 | 0.04 | Aluminum Wire | #600 XHHW-2 Stranded Aluminum | M
98012054265 | Aluminum Wire 600V | 1.58 | 15% | 1.82 | 0.0325 | Aluminum Wire | #500 XHHW-2 Stranded Aluminum | M
98012054260 | Aluminum Wire 600V | 1.4 | 15% | 1.61 | 0.0275 | Aluminum Wire | #400 XHHW-2 Stranded Aluminum | M
98012054255 | Aluminum Wire 600V | 1.2 | 15% | 1.38 | 0.0225 | Aluminum Wire | #350 XHHW-2 Stranded Aluminum | M
98012054250 | Aluminum Wire 600V | 1.19 | 15% | 1.37 | 0.02 | Aluminum Wire | #300 XHHW-2 Stranded Aluminum | M
98012054245 | Aluminum Wire 600V | 0.88 | 15% | 1.01 | 0.0163 | Aluminum Wire | #250 XHHW-2 Stranded Aluminum | M
98012054240 | Aluminum Wire 600V | 0.67 | 15% | 0.77 | 0.015 | Aluminum Wire | #4/0 XHHW-2 Stranded Aluminum | M
98012054235 | Aluminum Wire 600V | 0.65 | 15% | 0.75 | 0.0138 | Aluminum Wire | #3/0 XHHW-2 Stranded Aluminum | M
98012054230 | Aluminum Wire 600V | 0.52 | 15% | 0.6 | 0.0125 | Aluminum Wire | #2/0 XHHW-2 Stranded Aluminum | M
98012054225 | Aluminum Wire 600V | 0.44 | 15% | 0.51 | 0.0113 | Aluminum Wire | #1/0 XHHW-2 Stranded Aluminum | M
98012054200 | Aluminum Wire 600V | 0.39 | 15% | 0.45 | 0.01 | Aluminum Wire | #1 XHHW-2 Stranded Aluminum | M
98012054180 | Aluminum Wire 600V | 0.27 | 15% | 0.31 | 0.0088 | Aluminum Wire | #2 XHHW-2 Stranded Aluminum | M
98012054150 | Aluminum Wire 600V | 0.2 | 15% | 0.23 | 0.0075 | Aluminum Wire | #4 XHHW-2 Stranded Aluminum | M
98012054100 | Aluminum Wire 600V | 0.16 | 15% | 0.18 | 0.0063 | Aluminum Wire | #6 XHHW-2 Stranded Aluminum | M
98012053470 | Aluminum Wire 600V | 3.76 | 15% | 4.32 | 0.0575 | Aluminum Wire | #1000 THHN Stranded Aluminum | M
98012053455 | Aluminum Wire 600V | 2.52 | 15% | 2.9 | 0.0525 | Aluminum Wire | #750 THHN Stranded Aluminum | M
98012053450 | Aluminum Wire 600V | 2.5 | 15% | 2.88 | 0.0475 | Aluminum Wire | #700 THHN Stranded Aluminum | M
98012053445 | Aluminum Wire 600V | 2.16 | 15% | 2.48 | 0.04 | Aluminum Wire | #600 THHN Stranded Aluminum | M
98012053440 | Aluminum Wire 600V | 1.71 | 15% | 1.97 | 0.0325 | Aluminum Wire | #500 THHN Stranded Aluminum | M
98012053435 | Aluminum Wire 600V | 1.55 | 15% | 1.78 | 0.0275 | Aluminum Wire | #400 THHN Stranded Aluminum | M
98012053430 | Aluminum Wire 600V | 1.32 | 15% | 1.52 | 0.0225 | Aluminum Wire | #350 THHN Stranded Aluminum | M
98012053425 | Aluminum Wire 600V | 1.3 | 15% | 1.5 | 0.02 | Aluminum Wire | #300 THHN Stranded Aluminum | M
98012053420 | Aluminum Wire 600V | 0.94 | 15% | 1.08 | 0.0175 | Aluminum Wire | #250 THHN Stranded Aluminum | M
98012053415 | Aluminum Wire 600V | 0.77 | 15% | 0.89 | 0.015 | Aluminum Wire | #4/0 THHN Stranded Aluminum | M
98012053410 | Aluminum Wire 600V | 0.69 | 15% | 0.79 | 0.0138 | Aluminum Wire | #3/0 THHN Stranded Aluminum | M
98012053405 | Aluminum Wire 600V | 0.56 | 15% | 0.64 | 0.0125 | Aluminum Wire | #2/0 THHN Stranded Aluminum | M
98012053400 | Aluminum Wire 600V | 0.47 | 15% | 0.54 | 0.0113 | Aluminum Wire | #1/0 THHN Stranded Aluminum | M
98012053350 | Aluminum Wire 600V | 0.42 | 15% | 0.48 | 0.01 | Aluminum Wire | #1 THHN Stranded Aluminum | M
98012053300 | Aluminum Wire 600V | 0.29 | 15% | 0.33 | 0.0088 | Aluminum Wire | #2 THHN Stranded Aluminum | M
98012053200 | Aluminum Wire 600V | 0.21 | 15% | 0.24 | 0.0075 | Aluminum Wire | #4 THHN Stranded Aluminum | M
98012053150 | Aluminum Wire 600V | 0.17 | 15% | 0.2 | 0.0063 | Aluminum Wire | #6 THHN Stranded Aluminum | M
98012050955 | Aluminum Wire 600V | 11.17 | 15% | 12.85 | 0.145 | Aluminum Wire | #750-750-750-750-750 AL MC Cable | M
98012050950 | Aluminum Wire 600V | 9.51 | 15% | 10.94 | 0.1325 | Aluminum Wire | #750-750-750-750-3/0 AL MC Cable | M
98012050935 | Aluminum Wire 600V | 9.14 | 15% | 10.51 | 0.1275 | Aluminum Wire | #600-600-600-600-400 AL MC Cable | M
98012050930 | Aluminum Wire 600V | 7.99 | 15% | 9.19 | 0.1175 | Aluminum Wire | #600-600-600-600-2/0 AL MC Cable | M
98012050925 | Aluminum Wire 600V | 7.76 | 15% | 8.92 | 0.1075 | Aluminum Wire | #500-500-500-500-250 AL MC Cable | M
98012050920 | Aluminum Wire 600V | 6.73 | 15% | 7.74 | 0.1 | Aluminum Wire | #500-500-500-500-2/0 AL MC Cable | M
98012050910 | Aluminum Wire 600V | 5.8 | 15% | 6.67 | 0.09 | Aluminum Wire | #400-400-400-400-1/0 AL MC Cable | M
98012050900 | Aluminum Wire 600V | 5.61 | 15% | 6.45 | 0.085 | Aluminum Wire | #350-350-350-350-1/0 AL MC Cable | M
98012050890 | Aluminum Wire 600V | 4.92 | 15% | 5.66 | 0.0775 | Aluminum Wire | #300-300-300-300-1 AL MC Cable | M
98012050880 | Aluminum Wire 600V | 4.59 | 15% | 5.28 | 0.07 | Aluminum Wire | #250-250-250-250-1 AL MC Cable | M
98012050870 | Aluminum Wire 600V | 3.3 | 15% | 3.8 | 0.055 | Aluminum Wire | #4/0-4/0-4/0-2 AL MC Cable | M
98012050860 | Aluminum Wire 600V | 2.95 | 15% | 3.39 | 0.055 | Aluminum Wire | #3/0-3/0-3/0-3/0-4 AL MC Cable | M
98012050850 | Aluminum Wire 600V | 2.37 | 15% | 2.73 | 0.0475 | Aluminum Wire | #2/0-2/0-2/0-2/0-4 AL MC Cable | M
98012050840 | Aluminum Wire 600V | 2.12 | 15% | 2.44 | 0.04 | Aluminum Wire | #1/0-1/0-1/0-1/0-4 AL MC Cable | M
98012050830 | Aluminum Wire 600V | 1.81 | 15% | 2.08 | 0.035 | Aluminum Wire | #1-1-1-1-4 AL MC Cable | M
98012050820 | Aluminum Wire 600V | 1.32 | 15% | 1.52 | 0.0325 | Aluminum Wire | #2-2-2-2-6 AL MC Cable | M
98012050810 | Aluminum Wire 600V | 1.11 | 15% | 1.28 | 0.0275 | Aluminum Wire | #4-4-4-4-6 AL MC Cable | M
98012050550 | Aluminum Wire 600V | 8.05 | 15% | 9.26 | 0.115 | Aluminum Wire | #750-750-750-1/0 AL MC Cable | M
98012050530 | Aluminum Wire 600V | 7.65 | 15% | 8.8 | 0.0975 | Aluminum Wire | #600-600-600-1 AL MC Cable | M
98012050520 | Aluminum Wire 600V | 5.57 | 15% | 6.41 | 0.085 | Aluminum Wire | #500-500-500-1 AL MC Cable | M
98012050510 | Aluminum Wire 600V | 5.11 | 15% | 5.88 | 0.075 | Aluminum Wire | #400-400-400-1 AL MC Cable | M
98012050500 | Aluminum Wire 600V | 4.32 | 15% | 4.97 | 0.07 | Aluminum Wire | #350-350-350-2 AL MC Cable | M
98012050490 | Aluminum Wire 600V | 3.82 | 15% | 4.39 | 0.065 | Aluminum Wire | #300-300-300-2 AL MC Cable | M
98012050480 | Aluminum Wire 600V | 3.36 | 15% | 3.86 | 0.0575 | Aluminum Wire | #250-250-250-2 AL MC Cable | M
98012050460 | Aluminum Wire 600V | 2.36 | 15% | 2.71 | 0.045 | Aluminum Wire | #3/0-3/0-3/0-4 AL MC Cable | M
98012050450 | Aluminum Wire 600V | 1.84 | 15% | 2.12 | 0.04 | Aluminum Wire | #2/0-2/0-2/0-4 AL MC Cable | M
98012050440 | Aluminum Wire 600V | 1.74 | 15% | 2 | 0.0375 | Aluminum Wire | #1/0-1/0-1/0-4 AL MC Cable | M
98012050430 | Aluminum Wire 600V | 1.53 | 15% | 1.76 | 0.0325 | Aluminum Wire | #1-1-1-4 AL MC Cable | M
98012050420 | Aluminum Wire 600V | 1.16 | 15% | 1.33 | 0.0275 | Aluminum Wire | #2-2-2-6 AL MC Cable | M
98012050410 | Aluminum Wire 600V | 1.03 | 15% | 1.18 | 0.025 | Aluminum Wire | #4-4-4-6 AL MC Cable | M
98012050400 | Aluminum Wire 600V | 0.81 | 15% | 0.93 | 0.025 | Aluminum Wire | #6-6-6-6-6 AL MC Cable | M
98012050112 | Aluminum Wire 600V | 16.12 | 15% | 18.54 | 0.275 | Aluminum Wire | #2-2-2-4 AL MC Cable | C
98012050111 | Aluminum Wire 600V | 0.77 | 15% | 0.89 | 0.0225 | Aluminum Wire | #6-6-6-6 AL MC Cable | M
98012044418 | Aluminum Wire 600V | 2.84 | 15% | 3.27 | 0.0575 | Aluminum Wire | #350 Alum Triplexed URD-XLP 600V | M
98012044417 | Aluminum Wire 600V | 2.26 | 15% | 2.6 | 0.055 | Aluminum Wire | #250 Alum Triplexed URD-XLP 600V | M
98012044416 | Aluminum Wire 600V | 2 | 15% | 2.3 | 0.0475 | Aluminum Wire | #4/0 Alum Triplexed URD-XLP 600V | M
98012044413 | Aluminum Wire 600V | 1.46 | 15% | 1.68 | 0.0275 | Aluminum Wire | #1/0 Alum Triplexed URD-XLP 600V | M
98012044412 | Aluminum Wire 600V | 0.66 | 15% | 0.76 | 0.0175 | Aluminum Wire | #2 Alum Triplexed URD-XLP 600V | M
98012044411 | Aluminum Wire 600V | 0.64 | 15% | 0.74 | 0.0138 | Aluminum Wire | #4 Alum Triplexed URD-XLP 600V | M
98012044314 | Aluminum Wire 600V | 0.78 | 15% | 0.9 | 0.015 | Aluminum Wire | #4/0 AAAC Stranded Aluminum | M
98012044313 | Aluminum Wire 600V | 0.5 | 15% | 0.58 | 0.0138 | Aluminum Wire | #3/0 AAAC Stranded Aluminum | M
98012044312 | Aluminum Wire 600V | 0.42 | 15% | 0.48 | 0.0125 | Aluminum Wire | #2/0 AAAC Stranded Aluminum | M
98012044311 | Aluminum Wire 600V | 0.35 | 15% | 0.4 | 0.0113 | Aluminum Wire | #1/0 AAAC Stranded Aluminum | M
98012044310 | Aluminum Wire 600V | 0.3 | 15% | 0.35 | 0.0088 | Aluminum Wire | #2 AAAC Stranded Aluminum | M
98012044309 | Aluminum Wire 600V | 0.72 | 15% | 0.83 | 0.0188 | Aluminum Wire | #4/0 ASCR Stranded Aluminum | M
98012044308 | Aluminum Wire 600V | 0.6 | 15% | 0.69 | 0.0163 | Aluminum Wire | #3/0 ASCR Stranded Aluminum | M
98012044307 | Aluminum Wire 600V | 0.44 | 15% | 0.51 | 0.0138 | Aluminum Wire | #2/0 ASCR Stranded Aluminum | M
98012044306 | Aluminum Wire 600V | 0.26 | 15% | 0.3 | 0.01 | Aluminum Wire | #2 ASCR Stranded Aluminum | M
98012044305 | Aluminum Wire 600V | 0.51 | 15% | 0.59 | 0.015 | Aluminum Wire | #4/0 ACC Stranded Aluminum | M
98012044304 | Aluminum Wire 600V | 0.45 | 15% | 0.52 | 0.0138 | Aluminum Wire | #3/0 ACC Stranded Aluminum | M
98012044303 | Aluminum Wire 600V | 0.34 | 15% | 0.39 | 0.0125 | Aluminum Wire | #2/0 ACC Stranded Aluminum | M
98012044302 | Aluminum Wire 600V | 0.29 | 15% | 0.33 | 0.0113 | Aluminum Wire | #1/0 ACC Stranded Aluminum | M
98012044301 | Aluminum Wire 600V | 0.19 | 15% | 0.22 | 0.0088 | Aluminum Wire | #2 ACC Stranded Aluminum | M
98012044123 | Aluminum Wire 600V | 0.66 | 15% | 0.76 | 0.015 | Aluminum Wire | #4/0 Bare Stranded Aluminum | M
98012044122 | Aluminum Wire 600V | 0.64 | 15% | 0.74 | 0.0138 | Aluminum Wire | #3/0 Bare Stranded Aluminum | M
98012044121 | Aluminum Wire 600V | 0.55 | 15% | 0.63 | 0.0125 | Aluminum Wire | #2/0 Bare Stranded Aluminum | M
98012044120 | Aluminum Wire 600V | 0.5 | 15% | 0.58 | 0.0113 | Aluminum Wire | #1/0 Bare Stranded Aluminum | M
98012044119 | Aluminum Wire 600V | 0.26 | 15% | 0.3 | 0.0088 | Aluminum Wire | #2 Bare Stranded Aluminum | M
98012044118 | Aluminum Wire 600V | 0.2 | 15% | 0.23 | 0.0075 | Aluminum Wire | #4 Bare Stranded Aluminum | M
WPR480XLHR | Ballasts | 107.87 | 15% | 124.05 | 0.625 | MagneTek | 2-F72T12 800MA 120V HPF Ballast | E
WP213073 | Ballasts | 255.21 | 15% | 293.49 | 1.25 | MagneTek | 2-400W 120/240V Mtl Halide Blst-WP | E
WP213017 | Ballasts | 255.21 | 15% | 293.49 | 1.25 | MagneTek | 2-400W 480V Metal Halide Ballast-WP | E
WP113093 | Ballasts | 203.55 | 15% | 234.08 | 1 | MagneTek | 1-400W 120-277V Mtl Halide Blst-WP | E
WP113033 | Ballasts | 187.56 | 15% | 215.69 | 1 | MagneTek | 1-400W 480V Metal Halide Ballast-WP | E
W687TCP | Ballasts | 51.89 | 15% | 59.67 | 0.5 | MagneTek | 1-FC12T9 120V HPF Rpd Start Ballast | E
W659TCP | Ballasts | 37.14 | 15% | 42.71 | 0.5 | MagneTek | 1-F40T12 277V HPF Rpd Start Ballast | E
W650LTCP | Ballasts | 35.05 | 15% | 40.31 | 0.5 | MagneTek | 1-F40T12 120V HPF Rpd Start Ballast | E
W589DTCP | Ballasts | 35.19 | 15% | 40.47 | 0.625 | MagneTek | 2-F30T12 120V HPF Rpd Start Ballast | E
USB-2048-46-IP | Ballasts | 80.27 | 15% | 92.31 | 1.5 | GE Lamps | 20-48ft T12 6 Lamp Sign Ballast | E
USB-2036-46-IP | Ballasts | 85.55 | 15% | 98.38 | 1.5 | GE Lamps | 20-36ft T12 6 Lamp Sign Ballast | E
USB-1232-16-IP | Ballasts | 64.4 | 15% | 74.06 | 1.5 | GE Lamps | 12-32ft T12 6 Lamp Sign Ballast | E
USB-1048-16-IP | Ballasts | 80.27 | 15% | 92.31 | 1.5 | GE Lamps | 10-48ft T12 6 Lamp Sign Ballast | E
USB-0412-12-IP | Ballasts | 48.72 | 15% | 56.03 | 1 | GE Lamps | 4-12ft T12 2 Lamp Sign Ballast | E
SL-SSTP | Ballasts | 1.65 | 15% | 1.9 | 0.5 | GE Lamps | Socket Set for Slimline Lamps | E
S70MLTLC3M500K | Ballasts | 84.42 | 15% | 97.08 | 1 | MagneTek | 1-70W 120-277V HP Sodium Ballast | E
S7048TLC3M500K | Ballasts | 87.31 | 15% | 100.41 | 1 | MagneTek | 1-70W 480V HP Sodium Ballast | E
S50MLTLC3M500K | Ballasts | 82.36 | 15% | 94.71 | 1 | MagneTek | 1-50W 120-277V HP Sodium Ballast | E
S400MLTAC4M500K | Ballasts | 160.25 | 15% | 184.29 | 1 | MagneTek | 1-400W 120-277V HP Sodium Ballast | E
S40048TAC4M500K | Ballasts | 160.25 | 15% | 184.29 | 1 | MagneTek | 1-400W 480V HP Sodium Ballast | E
S250MLTAC4M500K | Ballasts | 141.98 | 15% | 163.28 | 1 | MagneTek | 1-250W 120-277V HP Sodium Ballast | E
S25048TAC4M500K | Ballasts | 141.98 | 15% | 163.28 | 1 | MagneTek | 1-250W 480V HP Sodium Ballast | E
S150MLTLC3M500K | Ballasts | 95.45 | 15% | 109.77 | 1 | MagneTek | 1-150W 120-277V HP Sodium Ballast | E
S15048TLC3M500K | Ballasts | 97.92 | 15% | 112.61 | 1 | MagneTek | 1-150W 480V HP Sodium Ballast | E
S100MLTLC3M500K | Ballasts | 88.33 | 15% | 101.58 | 1 | MagneTek | 1-100W 120-277V HP Sodium Ballast | E
S10048TLC3M500K | Ballasts | 90.32 | 15% | 103.87 | 1 | MagneTek | 1-100W 480V HP Sodium Ballast | E
S1000MLTAC5M500 | Ballasts | 220.91 | 15% | 254.05 | 1 | MagneTek | 1-1000W 120-277V HP Sodium Ballast | E
S100048TAC5M500 | Ballasts | 220.91 | 15% | 254.05 | 1 | MagneTek | 1-1000W 480V HP Sodium Ballast | E
M400MLTAC4M500K | Ballasts | 84.98 | 15% | 97.73 | 1 | MagneTek | 1-400W 120-277V Metal Halide Blst | E
M40048TAC4M500K | Ballasts | 86.11 | 15% | 99.03 | 1 | MagneTek | 1-400W 480V Metal Halide Ballast | E
M250MLTAC3M500K | Ballasts | 67.12 | 15% | 77.19 | 1 | MagneTek | 1-250W 120-277V Metal Halide Blst | E
M25048TAC4M500K | Ballasts | 56.46 | 15% | 64.93 | 1 | MagneTek | 1-250W 480V Metal Halide Ballast | E
M175MLTAC3M500K | Ballasts | 57.6 | 15% | 66.24 | 1 | MagneTek | 1-175W 120-277V Metal Halide Blst | E
M17548TAC3M500K | Ballasts | 54.82 | 15% | 63.04 | 1 | MagneTek | 1-175W 480V Metal Halide Ballast | E
M1500MLTAC5M500 | Ballasts | 183.1 | 15% | 210.57 | 1 | MagneTek | 1-1500W 120-277V Metal Halide Blst | E
M150048TAC5M500 | Ballasts | 183.1 | 15% | 210.57 | 1 | MagneTek | 1-1500W 480V Metal Halide Ballast | E
M1000MLTAC5M500 | Ballasts | 143.65 | 15% | 165.2 | 1 | MagneTek | 1-1000W 120-277V Metal Halide Blst | E
M100048TAC5M500 | Ballasts | 146.03 | 15% | 167.93 | 1 | MagneTek | 1-1000W 480V Metal Halide Ballast | E
GESB-2448-46-IP | Ballasts | 31.29 | 15% | 35.98 | 1.5 | GE Lamps | 24-48ft T12 HO 6 Lamp Sign Ballast | E
GESB-2040-24-IP | Ballasts | 31.29 | 15% | 35.98 | 1.5 | GE Lamps | 20-40ft T12 HO 6 Lamp Sign Ballast | E
GESB-1240-46-IP | Ballasts | 30.45 | 15% | 35.02 | 1.5 | GE Lamps | 12-40ft T12 HO 6 Lamp Sign Ballast | E
GESB-1224-24-IP | Ballasts | 21.42 | 15% | 24.63 | 1.25 | GE Lamps | 12-24ft T12 HO 4 Lamp Sign Ballast | E
GESB-0620-24-IP | Ballasts | 20.79 | 15% | 23.91 | 1.25 | GE Lamps | 6-20ft T12 HO 4 Lamp Sign Ballast | E
GESB-0412-12-IP | Ballasts | 20.79 | 15% | 23.91 | 1 | GE Lamps | 4-12ft T12 HO 2 Lamp Sign Ballast | E
GES70MLTLC3D-5 | Ballasts | 45.46 | 15% | 52.28 | 1 | GE Lamps | 70W HPS 120-277V Magnetic Blst | E
GES7048TLA3D-52 | Ballasts | 26.55 | 15% | 30.53 | 1 | GE Lamps | 70W HPS 480V Magnetic Blst | E
GES50MLTLC3D-5 | Ballasts | 57.78 | 15% | 66.45 | 1 | GE Lamps | 50W HPS 120-277V Magnetic Blst | E
GES400MLTAC4-5 | Ballasts | 79.92 | 15% | 91.91 | 1 | GE Lamps | 400W HPS 120-277V Magnetic Blst | E
GES400MLSAA4-5 | Ballasts | 45.56 | 15% | 52.39 | 1 | GE Lamps | 400W HPS 120-480V Magnetic Blst | E
GES40048TAC4-5 | Ballasts | 85.42 | 15% | 98.23 | 1 | GE Lamps | 400W HPS 480V Magnetic Blst | E
GES250MLTAC4-5 | Ballasts | 72.59 | 15% | 83.48 | 1 | GE Lamps | 250W HPS 120-277V Magnetic Blst | E
GES250ML5AC4-5 | Ballasts | 72.59 | 15% | 83.48 | 1 | GE Lamps | 250W HPS 120-480V Magnetic Blst | E
GES150MLTLC3D-5 | Ballasts | 50.59 | 15% | 58.18 | 1 | GE Lamps | 150W HPS 120-277V Magnetic Blst | E
GES15048TLA3D-52 | Ballasts | 39.5 | 15% | 45.43 | 1 | GE Lamps | 150W HPS 480V Magnetic Blst | E
GES100MLTLC3D-5 | Ballasts | 50.02 | 15% | 57.52 | 1 | GE Lamps | 100W HPS 120-277V Magnetic Blst | E
GES10048TLA3D-52 | Ballasts | 34.41 | 15% | 39.57 | 1 | GE Lamps | 100W HPS 480V Magnetic Blst | E
GES1000MLTAA5-52 | Ballasts | 77.21 | 15% | 88.79 | 1.25 | GE Lamps | 1000W HPS 120-277V Magnetic Blst | E
GES1000ML5AC5-5 | Ballasts | 113.55 | 15% | 130.58 | 1.25 | GE Lamps | 1000W HPS 120-480V Magnetic Blst | E
GES100048TAA5-52 | Ballasts | 77.21 | 15% | 88.79 | 1.25 | GE Lamps | 1000W HPS 480V Magnetic Blst | E
GEP750MLTAA5-52 | Ballasts | 81.39 | 15% | 93.6 | 1.25 | GE Lamps | 750W MH 120-277V Pulse Start Blst | E
GEP75048TAA5-52 | Ballasts | 81.39 | 15% | 93.6 | 1.25 | GE Lamps | 750W MH 480V Pulse Start Blst | E
GEP40048TAA4-52 | Ballasts | 54.61 | 15% | 62.8 | 1 | GE Lamps | 400W MH 480V Pulse Start Blst | E
GEP350MLTAA4-52 | Ballasts | 41.32 | 15% | 47.52 | 1 | GE Lamps | 350W MH 120-277V Pulse Start Blst | E
GEP320MLTAA4-52 | Ballasts | 39.61 | 15% | 45.55 | 1 | GE Lamps | 320W MH 120-277V Pulse Start Blst | E
GEP32048TAC4-52 | Ballasts | 40.75 | 15% | 46.86 | 1 | GE Lamps | 320W MH 480V Pulse Start Blst | E
GEP250MLTAA4-52 | Ballasts | 35.42 | 15% | 40.73 | 1 | GE Lamps | 250W MH 120-277V Pulse Start Blst | E
GEP25048TAA4-52 | Ballasts | 37.06 | 15% | 42.62 | 1 | GE Lamps | 250W MH 480V Pulse Start Blst | E
GEP175MLTACA3-52 | Ballasts | 31.5 | 15% | 36.23 | 1 | GE Lamps | 175W MH 120-277V Pulse Start Blst | E
GEP17548TAA3-52 | Ballasts | 32.34 | 15% | 37.19 | 1 | GE Lamps | 175W MH 480V Pulse Start Blst | E
GEP1000MLTAA5-52 | Ballasts | 78.64 | 15% | 90.44 | 1.25 | GE Lamps | 1000W MH 120-277V Pulse Start Blst | E
GEP1000ML5AA5-52 | Ballasts | 78.64 | 15% | 90.44 | 1.25 | GE Lamps | 1000W MH 120-480V Pulse Start Blst | E
GEMH70-SLJ-MV | Ballasts | 58.26 | 15% | 67 | 1 | GE Lamps | 70W HID 120/277V Electronic Blst | E
GEMH70-MSF-120 | Ballasts | 48.07 | 15% | 55.28 | 1 | GE Lamps | 70W HID 120V Electronic Blst | E
GEMH400MVA-F | Ballasts | 39.96 | 15% | 45.95 | 1 | GE Lamps | 400W FC 120/277V Enc & Potted Blst | E
GEMH39-MSF-120 | Ballasts | 26.95 | 15% | 30.99 | 1 | GE Lamps | 39W HID 120V Electronic Blst | E
GEMH250MVA-F | Ballasts | 21 | 15% | 24.15 | 1 | GE Lamps | 250W M58 120/277V Enc & Potted Blst | E
GEMH250-400M-V50 | Ballasts | 61.82 | 15% | 71.09 | 1 | GE Lamps | 250W HID 208/277V Dimming Blst | E
GE-MH-250-400-MA | Ballasts | 112.4 | 15% | 129.26 | 1 | GE Lamps | 250W HID 208/277V Electronic Blst | E
GEMH20-MLF-120 | Ballasts | 35.91 | 15% | 41.3 | 1 | GE Lamps | 20W HID 120V Electronic Blst | E
GEMH175MVA-F | Ballasts | 23.76 | 15% | 27.32 | 1 | GE Lamps | 175W M57 120/277V Enc & Potted Blst | E
GEMH150-SLJ-MV | Ballasts | 64 | 15% | 73.6 | 1 | GE Lamps | 150W HID 120/277V Electronic Blst | E
GEMH150MVR-F | Ballasts | 39.24 | 15% | 45.13 | 1 | GE Lamps | 150W MH 120/277V Enc & Potted Blst | E
GEMH100-SLJ-MV | Ballasts | 58.17 | 15% | 66.9 | 1 | GE Lamps | 100W HID 120/277V Electronic Blst | E
GEMH100MVR-F | Ballasts | 31.2 | 15% | 35.88 | 1 | GE Lamps | 100W M90 120/277V Enc & Potted Blst | E
GEM70MVR-F | Ballasts | 27.94 | 15% | 32.13 | 1 | GE Lamps | 70W M98 120/277V Enc & Potted Blst | E
GEM70MLTLC3D-5 | Ballasts | 46.96 | 15% | 54 | 1 | GE Lamps | 70W MH 120-277V Magnetic Blst | E
GEM7048TLA3D-52 | Ballasts | 31.1 | 15% | 35.77 | 1 | GE Lamps | 70W MH 480V Magnetic Blst | E
GEM50MLTLC3D-5 | Ballasts | 29.9 | 15% | 34.39 | 1 | GE Lamps | 50W MH 120-277V Magnetic Blst | E
GEM400MLTAA4-52 | Ballasts | 42.58 | 15% | 48.97 | 1 | GE Lamps | 400W MH 120-277V Pulse Start Blst | E
GEM400MLTAA4-5 | Ballasts | 54.82 | 15% | 63.04 | 1 | GE Lamps | 400W MH 120-277V Magnetic Blst | E
GEM400ML5AA4-5 | Ballasts | 54.82 | 15% | 63.04 | 1 | GE Lamps | 400W MH 120-480V Magnetic Blst | E
GEM40048TAA4 – 52 | Ballasts | 32.74 | 15% | 37.65 | 1 | GE Lamps | 400W MH 480V Magnetic Blst | E
GEM2FT40RS120-120 | Ballasts | 9.43 | 15% | 10.84 | 0.625 | GE Lamps | 2-FT40W 120 Magnetic RS Blst | E
GEM2FT36RS120-120 | Ballasts | 8.93 | 15% | 10.27 | 0.625 | GE Lamps | 2-FT36W 120 Magnetic RS Blst | E
GEM2CF13PH277 | Ballasts | 17.05 | 15% | 19.61 | 0.625 | GE Lamps | 2-CFT/Q13W 120 Magnetic PH Blst | E
GEM250MLTAC3-5 | Ballasts | 29.21 | 15% | 33.59 | 1 | GE Lamps | 250W MH 120-277V Magnetic Blst | E
GEM250ML5AC4-5 | Ballasts | 53.33 | 15% | 61.33 | 1 | GE Lamps | 250W MH 120-480V Magnetic Blst | E
GEM250ML5AC3-5 | Ballasts | 53.33 | 15% | 61.33 | 1 | GE Lamps | 250W MH 120-480V Magnetic Blst | E
GEM232T8RS277 | Ballasts | 14.2 | 15% | 16.33 | 0.625 | GE Lamps | 2-F32T8 277 Magnetic Blst | E
GEM232T8RS120-120 | Ballasts | 7.42 | 15% | 8.53 | 0.625 | GE Lamps | 2-F32T8 120 Magnetic Blst | E
GEM220TS120DIY-120-68192 | Ballasts | 9.18 | 15% | 10.56 | 0.625 | GE Lamps | 2-F14T12 120 Magnetic Blst | E
GEM1FC8T9RS120IP-120 | Ballasts | 7.08 | 15% | 8.14 | 0.625 | GE Lamps | 1-FC8T9 120 Magnetic Blst | E
GEM1FC8T9RS120DI-120 | Ballasts | 4.41 | 15% | 5.07 | 0.625 | GE Lamps | 1-FC8T9 120 Magnetic Blst | E
GEM1FC16T9RS120-120 | Ballasts | 7.08 | 15% | 8.14 | 0.625 | GE Lamps | 2-FC12T9 120 Magnetic Blst | E
GEM1CF13PH120 | Ballasts | 3.67 | 15% | 4.22 | 0.625 | GE Lamps | 1-CFT/Q13W 120 Magnetic PH Blst | E
GEM175MLTAC3-5 | Ballasts | 45.93 | 15% | 52.82 | 1 | GE Lamps | 175W MH 120-277V Magnetic Blst | E
GEM175ML5AC3-55 | Ballasts | 41.44 | 15% | 47.66 | 1 | GE Lamps | 175W MH 120-480V Magnetic Blst | E
GEM150MLTLC3D-5 | Ballasts | 57.56 | 15% | 66.19 | 1 | GE Lamps | 150W MH 120-277V Magnetic Blst | E
GEM15048TLC3D-5 | Ballasts | 59.67 | 15% | 68.62 | 1 | GE Lamps | 150W MH 480V Magnetic Blst | E
GEM1500MLTAC5-5 | Ballasts | 125.6 | 15% | 144.44 | 1.25 | GE Lamps | 1500W MH 120-277V Magnetic Blst | E
GEM150048TAC5M5-5 | Ballasts | 125.6 | 15% | 144.44 | 1.25 | GE Lamps | 1500W MH 480V Magnetic Blst | E
GEM120TC120DIY-120 | Ballasts | 5.25 | 15% | 6.04 | 0.625 | GE Lamps | 1-F14T12 120 Magnetic Blst | E
GEM120PH120DIY-120 | Ballasts | 6.47 | 15% | 7.44 | 0.625 | GE Lamps | 1-F14T8 120 Magnetic Blst | E
GEM100TRILC3-5 | Ballasts | 50.68 | 15% | 58.28 | 1 | GE Lamps | 100W MH 120-277V Magnetic Blst | E
GEM10048TLA3D-52 | Ballasts | 33.5 | 15% | 38.53 | 1 | GE Lamps | 100W MH 480V Magnetic Blst | E
GEM100048TAC5-52 | Ballasts | 68.81 | 15% | 79.13 | 1.25 | GE Lamps | 1000W MH 480V Magnetic Blst | E
GEC242-MVPS-3W | Ballasts | 13.29 | 15% | 15.28 | 0.625 | GE Lamps | 1-42W 120/277 Electronic Blst | E
GEC226-MVPS-3W | Ballasts | 12.51 | 15% | 14.39 | 0.625 | GE Lamps | 2-CFQ26W 120/277 Electronic Blst | E
GEC218-MVPS-3W | Ballasts | 12.69 | 15% | 14.59 | 0.625 | GE Lamps | 2-CFQ18W 120/277 Electronic Blst | E
GEC213-MVPS-3W | Ballasts | 12.51 | 15% | 14.39 | 0.625 | GE Lamps | 2-CFQ13W 120/277 Electronic Blst | E
GE632MAXP-H90 | Ballasts | 36.25 | 15% | 41.69 | 0.625 | GE Lamps | 6-F32T8 120/277 UltraMax H Blst | E
GE454MVPS90-E-S | Ballasts | 21.89 | 15% | 25.17 | 0.625 | GE Lamps | 4-F54T5HO 120/277 E Can Blst | E
GE432-MVPS-N | Ballasts | 24.03 | 15% | 27.63 | 0.625 | GE Lamps | 4-F32T8 120/277 Normal Light Blst | E
GE432-MVPS-L | Ballasts | 23.99 | 15% | 27.59 | 0.625 | GE Lamps | 4-F32T8 120/277 Low Watt Blst | E
GE-432-MVPS-H | Ballasts | 18.27 | 15% | 21.01 | 0.625 | GE Lamps | 4-F32T8 120/277 High Light Blst | E
GE432MAXP-N | Ballasts | 20.62 | 15% | 23.71 | 0.625 | GE Lamps | 4-F32T8 120/277 UltraMax N+ Blst | E
GE432MAXP-NULTRA | Ballasts | 15.2 | 15% | 17.48 | 0.625 | GE Lamps | 4-F32T8 120/277 UltraMax N Blst | E
GE432MAXP-LULTRA | Ballasts | 14.95 | 15% | 17.19 | 0.625 | GE Lamps | 4-F32T8 120/277 UltraMax L Blst | E
GE432MAXP-HULTRA | Ballasts | 20.62 | 15% | 23.71 | 0.625 | GE Lamps | 4-F32T8 120/277 UltraMax H Blst | E
GE432-120-RES | Ballasts | 13.12 | 15% | 15.09 | 0.625 | GE Lamps | 4-F32T8 120 Residential Blst | E
GE-432-120-PS-N | Ballasts | 14.17 | 15% | 16.3 | 0.625 | GE Lamps | 4-F32T8 120/277 Normal Light Blst | E
GE-432-120-N-120 | Ballasts | 12.07 | 15% | 13.88 | 0.625 | GE Lamps | 4-F32T8 120 ProLine N Blst | E
GE340RS-MV-N | Ballasts | 13.54 | 15% | 15.57 | 0.625 | GE Lamps | 3-F32/F40T12 120/277 RapidStrt Blst | E
GE-332-MVPS-XL | Ballasts | 13.44 | 15% | 15.46 | 0.625 | GE Lamps | 3-F32T8 120/277 Ultra Low Watt Blst | E
GE332-MVPS-N | Ballasts | 22.98 | 15% | 26.43 | 0.625 | GE Lamps | 3-F32T8 120/277 Normal Light Blst | E
GE332-MVPS-L | Ballasts | 22.91 | 15% | 26.35 | 0.625 | GE Lamps | 3-F32T8 120/277 Low Watt Blst | E
GE-332-MVPS-H | Ballasts | 26.5 | 15% | 30.48 | 0.625 | GE Lamps | 3-F32T8 120/277 High Light Blst | E
GE332MAXP-N | Ballasts | 18 | 15% | 20.7 | 0.625 | GE Lamps | 3-F32T8 120/277 UltraMax N+ Blst | E
GE332MAXP-NULTRA | Ballasts | 14.08 | 15% | 16.19 | 0.625 | GE Lamps | 3-F32T8 120/277 UltraMax N Blst | E
GE332MAXP-LULTRA | Ballasts | 13.85 | 15% | 15.93 | 0.625 | GE Lamps | 3-F32T8 120/277 UltraMax L Blst | E
GE332MAXP-HULTRA | Ballasts | 20.13 | 15% | 23.15 | 0.625 | GE Lamps | 3-F32T8 120/277 UltraMax H Blst | E
GE-332-277-N | Ballasts | 14.31 | 15% | 16.46 | 0.625 | GE Lamps | 3-F32T8 277 ProLine N Blst | E
GE-332-120-PS-N | Ballasts | 24.3 | 15% | 27.95 | 0.625 | GE Lamps | 3-F32T8 120/277 Normal Light Blst | E
GE-332-120-N-120 | Ballasts | 12.22 | 15% | 14.05 | 0.625 | GE Lamps | 2-F32T8 120/277 ProLine N Blst | E
GE296HO-MV-N | Ballasts | 17.1 | 15% | 19.67 | 0.625 | GE Lamps | 2-F96T12HO 120/277 High Output Blst | E
GE-286-HO-MV-N | Ballasts | 19.35 | 15% | 22.25 | 0.625 | GE Lamps | 2-F96T8HO 120/277 ProLine N Blst | E
GE259MAXP-NULTRA | Ballasts | 17.5 | 15% | 20.13 | 0.625 | GE Lamps | 2-F96T8 120/277 UltraMax N Blst | E
GE259MAXP-LULTRA | Ballasts | 17.5 | 15% | 20.13 | 0.625 | GE Lamps | 2-F96T8 120/277 UltraMax L Blst | E
GE-259-277-N | Ballasts | 22.29 | 15% | 25.63 | 0.625 | GE Lamps | 2-F96T8 277 ProLine N Blst | E
GE-259-120-N-120 | Ballasts | 13.44 | 15% | 15.46 | 0.625 | GE Lamps | 1-F96T8 120/277 ProLine N Blst | E
GE254MVPS-A | Ballasts | 18.04 | 15% | 20.75 | 0.625 | GE Lamps | 2-F54T5HO 120/277 High Temp Blst | E
GE254MCPS-D | Ballasts | 19.8 | 15% | 22.77 | 0.625 | GE Lamps | 2-F54T5HO 120/277 D Can Blst | E
GE240RS-MV-N | Ballasts | 12.53 | 15% | 14.41 | 0.625 | GE Lamps | 2-F32/F40T12 120/277 RapidStrt Blst | E
GE240RS120 | Ballasts | 12.7 | 15% | 14.61 | 0.625 | GE Lamps | 2-F32/F40T12 120 RapidStrt Blst | E
GE-232-MVPS-XL | Ballasts | 16.28 | 15% | 18.72 | 0.625 | GE Lamps | 2-F32T8 120/277 Ultra Low Watt Blst | E
GE232-MVPS-N | Ballasts | 17.21 | 15% | 19.79 | 0.625 | GE Lamps | 2-F32T8 120/277 Normal Light Blst | E
GE232-MVPS-L | Ballasts | 17.25 | 15% | 19.84 | 0.625 | GE Lamps | 2-F32T8 120/277 Low Watt Blst | E
GE-232-MVPS-H | Ballasts | 25.13 | 15% | 28.9 | 0.625 | GE Lamps | 2-F32T8 120/277 High Light Blst | E
GE-232-MV-L | Ballasts | 11.28 | 15% | 12.97 | 0.625 | GE Lamps | 2-F32T8 120/277 ProLine L Blst | E
GE232MAXP-N | Ballasts | 17.17 | 15% | 19.75 | 0.625 | GE Lamps | 2-F32T8 120/277 UltraMax N+ Blst | E
GE232MAXP-NULTRA | Ballasts | 12.98 | 15% | 14.93 | 0.625 | GE Lamps | 2-F32T8 120/277 UltraMax N Blst | E
GE232MAXP-LULTRA | Ballasts | 12.98 | 15% | 14.93 | 0.625 | GE Lamps | 2-F32T8 120/277 UltraMax L Blst | E
GE-232-277-N | Ballasts | 12.69 | 15% | 14.59 | 0.625 | GE Lamps | 2-F32T8 277 ProLine N Blst | E
GE232-120-RES | Ballasts | 9.06 | 15% | 10.42 | 0.625 | GE Lamps | 2-F32T8 120 Residential Blst | E
GE-232-120-N-120 | Ballasts | 9.87 | 15% | 11.35 | 0.625 | GE Lamps | 2-F32T8 120 ProLine N Blst | E
GE228MVPS-MC-H | Ballasts | 18.04 | 15% | 20.75 | 0.625 | GE Lamps | 2 - F21T5 120/277 HE HighLight Blst | E
GE228MVPS-MC | Ballasts | 18.04 | 15% | 20.75 | 0.625 | GE Lamps | 2 - F14T5 120/277 HE NormLight Blst | E
GE228MVPS-A | Ballasts | 18.04 | 15% | 20.75 | 0.625 | GE Lamps | 2 - F35T5 120/277 HE Norm Lght Blst | E
GE224MVPS-N | Ballasts | 18.7 | 15% | 21.51 | 0.625 | GE Lamps | 2-F24T5HO 120/277 UNV Blst | E
GE180MVPS-D | Ballasts | 19.8 | 15% | 22.77 | 0.625 | GE Lamps | 1-F80T5HO 120/277 D Can Blst | E
GE159MAXP-NULTRA | Ballasts | 17.5 | 15% | 20.13 | 0.625 | GE Lamps | 1-F96T8 120/277 UltraMax N Blst | E
GE140RS120-120 | Ballasts | 8.19 | 15% | 9.42 | 0.625 | GE Lamps | 1-F32/F40T12 120 RS Electronic Blst | E
GE132MAXP-NULTRA | Ballasts | 12.77 | 15% | 14.69 | 0.625 | GE Lamps | 1-F32T8 120/277 UltraMax N Blst | E
GE132MAXP-LULTRA | Ballasts | 12.77 | 15% | 14.69 | 0.625 | GE Lamps | 1-F32T8 120/277 UltraMax L Blst | E
GE132MAX-NULTRA | Ballasts | 13.08 | 15% | 15.04 | 0.625 | GE Lamps | 1-F32T8 120/277 InStrt N Blst | E
GE132MAX-LULTRA | Ballasts | 14.22 | 15% | 16.35 | 0.625 | GE Lamps | 1-F32T8 120/277 InStrt L Blst | E
GE-132-MAX-G-N | Ballasts | 11.05 | 15% | 12.71 | 0.625 | GE Lamps | 1-F32T8 120/277 ProLine L Blst | E
GE-132-277-N | Ballasts | 15.95 | 15% | 18.34 | 0.625 | GE Lamps | 1-F32T8 277 ProLine N Blst | E
GE-132-120-N-120 | Ballasts | 10.5 | 15% | 12.08 | 0.625 | GE Lamps | 1-F32T8 120 ProLine N Blst | E
FS-5-CTP | Ballasts | 0.86 | 15% | 0.99 | 0.25 | GE Lamps | 4/6/8W Fluorescent Lamp Starter | E
FS-4-CTP | Ballasts | 0.75 | 15% | 0.86 | 0.25 | GE Lamps | 30/40W Fluorescent Lamp Starter | E
FS-2-CTP | Ballasts | 0.75 | 15% | 0.86 | 0.25 | GE Lamps | 14/15/20W Fluorescent Lamp Starter | E
FS-25-CTP | Ballasts | 0.75 | 15% | 0.86 | 0.25 | GE Lamps | 22/25W Fluorescent Lamp Starter | E
FS-12-C | Ballasts | 0.75 | 15% | 0.86 | 0.25 | GE Lamps | 32W Fluorescent Lamp Starter | E
BP-SKT | Ballasts | 1.35 | 15% | 1.55 | 0.5 | GE Lamps | Sockets & Starter for Bi-Pin Lamps | E
BP-LPTP | Ballasts | 0.78 | 15% | 0.9 | 0.5 | GE Lamps | Low Profile Socket Set for Bi-Pin | E
BP-FMTP | Ballasts | 0.82 | 15% | 0.94 | 0.5 | GE Lamps | Face Mount Socket Set for Bi-Pin | E
BPTP | Ballasts | 0.82 | 15% | 0.94 | 0.5 | GE Lamps | Socket Set for Bi-Pin Lamps | E
B432R277HP | Ballasts | 67.99 | 15% | 78.19 | 1 | MagneTek | 4-F17T8 277V Parll HP Elec RS Blst | E
B432R120HP | Ballasts | 64.29 | 15% | 73.93 | 1 | MagneTek | 4-F17T8 120V Parll HP Elec RS Blst | E
B432I347HP | Ballasts | 72.98 | 15% | 83.93 | 1 | MagneTek | 4-F17T8 2347V Parll HP Elec IS Blst | E
B432I277RH | Ballasts | 55.49 | 15% | 63.81 | 1 | MagneTek | 4-F17T8 277V Red Harm Elec IS Blst | E
B432I277L | Ballasts | 55.49 | 15% | 63.81 | 1 | MagneTek | 4-F17T8 277V Low Watt Elec IS Blst | E
B432I277HP | Ballasts | 68.01 | 15% | 78.21 | 1 | MagneTek | 4-F17T8 277V Parll HP Elec IS Blst | E
B432I120RH | Ballasts | 52.38 | 15% | 60.24 | 1 | MagneTek | 4-F17T8 120V Red Harm Elec IS Blst | E
B432I120L | Ballasts | 52.38 | 15% | 60.24 | 1 | MagneTek | 4-F17T8 120V Low Watt Elec IS Blst | E
B432I120HP | Ballasts | 64.29 | 15% | 73.93 | 1 | MagneTek | 4-F17T8 120V Parll HP Elec IS Blst | E
B34OR120HP | Ballasts | 55.66 | 15% | 64.01 | 0.75 | MagneTek | 3-F40T10 120V Parll HP Elec RS Blst | E
B340T277S | Ballasts | 61.07 | 15% | 70.23 | 0.75 | MagneTek | 3-F30T12 277V 2-Level Elec RS Blst | E
B340T120S | Ballasts | 57.58 | 15% | 66.22 | 0.75 | MagneTek | 3-F30T12 120V 2-Level Elec RS Blst | E
B340R277HP | Ballasts | 58.75 | 15% | 67.56 | 0.75 | MagneTek | 3-F30T12 277V Parll HP Elec RS Blst | E
B340R120HP | Ballasts | 55.66 | 15% | 64.01 | 0.75 | MagneTek | 3-F30T12 120V Parll HP Elec RS Blst | E
B340I277HP | Ballasts | 60.72 | 15% | 69.83 | 0.625 | MagneTek | 2-F40TTS 277V Parll HP Elec IS Blst | E
B340I120HP | Ballasts | 56.87 | 15% | 65.4 | 0.625 | MagneTek | 2-F40TTS 120V Parll HP Elec IS Blst | E
B332R277HP | Ballasts | 60.13 | 15% | 69.15 | 0.625 | MagneTek | 2-F40T8 277V Parll HP Elec RS Blst | E
B332R120HP | Ballasts | 60.13 | 15% | 69.15 | 0.625 | MagneTek | 2-F40T8 120V Parll HP Elec RS Blst | E
B332I347HP | Ballasts | 69.17 | 15% | 79.55 | 0.625 | MagneTek | 2-F32T8 2347V Parll HP Elec IS Blst | E
B332I277RH | Ballasts | 52.38 | 15% | 60.24 | 0.625 | MagneTek | 2-F40T8 277V Red Harm Elec IS Blst | E
B332I277L | Ballasts | 52.38 | 15% | 60.24 | 0.625 | MagneTek | 2-F40T8 277V Low Watt Elec IS Blst | E
B332I277HP | Ballasts | 64.18 | 15% | 73.81 | 0.625 | MagneTek | 2-F40T8 277V Parll HP Elec IS Blst | E
B332I120RH | Ballasts | 48.99 | 15% | 56.34 | 0.625 | MagneTek | 2-F32T8 120V Red Harm Elec IS Blst | E
B332I120L | Ballasts | 48.99 | 15% | 56.34 | 0.625 | MagneTek | 2-F40T8 120V Low Watt Elec IS Blst | E
B332I120HP | Ballasts | 63.13 | 15% | 72.6 | 0.625 | MagneTek | 2-F17T8 120V Parll HP Elec IS Blst | E
B260I277HP | Ballasts | 59.53 | 15% | 68.46 | 0.5 | MagneTek | 1-F48T12 277V Parll HP Elec IS Blst | E
B260I120HP | Ballasts | 55.68 | 15% | 64.03 | 0.5 | MagneTek | 1-F48T12 120V Parll HP Elec IS Blst | E
B259I277HPL | Ballasts | 66.65 | 15% | 76.65 | 0.5 | MagneTek | 1-F86T8 277V Low Watt Elec IS Blst | E
B259I277HP | Ballasts | 66.65 | 15% | 76.65 | 0.5 | MagneTek | 1-F96T8 277V Parll HP Elec IS Blst | E
B259I120HP | Ballasts | 62.59 | 15% | 71.98 | 0.5 | MagneTek | 1-F96T8 120V Parll HP Elec IS Blst | E
B240T277S | Ballasts | 57.12 | 15% | 65.69 | 0.625 | MagneTek | 2-F30T12 277V 2-Level Elec RS Blst | E
B240T120S | Ballasts | 56.12 | 15% | 64.54 | 0.625 | MagneTek | 2-F30T12 120V 2-Level Elec RS Blst | E
B240R277HP | Ballasts | 55.26 | 15% | 63.55 | 0.5 | MagneTek | 1-F30T12 277V Parll HP Elec RS Blst | E
B240R120HP | Ballasts | 51.65 | 15% | 59.4 | 0.5 | MagneTek | 1-F30T12 120V Parll HP Elec RS Blst | E
B240I277HP | Ballasts | 55.26 | 15% | 63.55 | 0.5 | MagneTek | 1-F32T8 277V Parll HP Elec IS Blst | E
B240I120HP | Ballasts | 48.96 | 15% | 56.3 | 0.5 | MagneTek | 1-F32T8 120V Parll HP Elec IS Blst | E
B239PUNV-DOG1C | Ballasts | 18.7 | 15% | 21.51 | 0.625 | GE Lamps | 2-F39T5HO 120/277 UNV Blst | E
B232T277S | Ballasts | 56.38 | 15% | 64.84 | 0.625 | MagneTek | 2-FO25T8 277V 2-Level Elec RS Blst | E
B232T120S | Ballasts | 53.85 | 15% | 61.93 | 0.625 | MagneTek | 2-FO25T8 120V 2-Level Elec RS Blst | E
B232R277HP | Ballasts | 57.82 | 15% | 66.49 | 0.5 | MagneTek | 1-F25T8 277V Parll HP Elec RS Blst | E
B232R120HP | Ballasts | 54.42 | 15% | 62.58 | 0.5 | MagneTek | 1-F32T8 120V Parll HP Elec RS Blst | E
B232I347HP | Ballasts | 68.54 | 15% | 78.82 | 0.5 | MagneTek | 1-F32T8 2347V Parll HP Elec IS Blst | E
B232I277RH | Ballasts | 47.2 | 15% | 54.28 | 0.5 | MagneTek | 1-F25T8 277V Red Harm Elec IS Blst | E
B232I277L | Ballasts | 47.2 | 15% | 54.28 | 0.5 | MagneTek | 1-F25T8 277V Low Watt Elec IS Blst | E
B232I277HP | Ballasts | 57.82 | 15% | 66.49 | 0.5 | MagneTek | 1-F25T8 277V Parll HP Elec IS Blst | E
B232I120RH | Ballasts | 27.44 | 15% | 31.56 | 0.5 | MagneTek | 1-F25T8 120V Red Harm Elec IS Blst | E
B232I120L | Ballasts | 44.32 | 15% | 50.97 | 0.5 | MagneTek | 1-F32T8 120V Low Watt Elec IS Blst | E
B232I120HP | Ballasts | 54.42 | 15% | 62.58 | 0.5 | MagneTek | 1-F25T8 120V Parll HP Elec IS Blst | E
B140R277HP | Ballasts | 47.72 | 15% | 54.88 | 0.5 | MagneTek | 1-F30T12 277V HP Elec RS Blst | E
B140R120HP | Ballasts | 44.7 | 15% | 51.41 | 0.5 | MagneTek | 1-F40T10 120V HP Elec RS Blst | E
B132T277S | Ballasts | 55.1 | 15% | 63.37 | 0.5 | MagneTek | 1-FO25T8 277V 2-Level Elec RS Blst | E
B132T120S | Ballasts | 52.46 | 15% | 60.33 | 0.5 | MagneTek | 1-FO25T8 120V 2-Level Elec RS Blst | E
966 | Ballasts | 150.96 | 15% | 173.6 | 0.625 | MagneTek | 2-F72 1500MA 120V/50HZ HPF Ballast | E
957STCP-IP | Ballasts | 28.8 | 15% | 33.12 | 0.625 | GE Lamps | 1-F96T12HO 277 Magnetic Blst | E
955C | Ballasts | 89 | 15% | 102.35 | 0.5 | MagneTek | 1-F72 1500MA 120V/50HZ HPF Ballast | E
951LHTCP | Ballasts | 56.25 | 15% | 64.69 | 0.5 | MagneTek | 1-F72 1500MA 120V HPF Ballast | E
950LHTCP | Ballasts | 81.14 | 15% | 93.31 | 0.5 | MagneTek | 1-F48T12 1500MA 277V HPF Ballast | E
949LHTCP | Ballasts | 70.39 | 15% | 80.95 | 0.5 | MagneTek | 1-F48 1500MA 120V HPF Ballast | E
938LHTCP | Ballasts | 101.12 | 15% | 116.29 | 0.625 | MagneTek | 2-F72T12 1500MA 277V HPF Ballast | E
937VLHTCP | Ballasts | 128.05 | 15% | 147.26 | 0.625 | MagneTek | 2-F72T12 1500MA 277V CBM VLH Blst | E
937KTCP | Ballasts | 99.04 | 15% | 113.9 | 0.625 | MagneTek | 2-F48T12 1500MA 120V CBM Ballast | E
936XTCP | Ballasts | 109.84 | 15% | 126.32 | 0.625 | MagneTek | 2-F72T12 1500MA 240V HPF Ballast | E
931LHTCP | Ballasts | 95.98 | 15% | 110.38 | 0.625 | MagneTek | 2-F72-1500MA 120V HPF Ballast | E
930VLHTCP | Ballasts | 113.4 | 15% | 130.41 | 0.625 | MagneTek | 2-F72T12 1500MA 120V CBM VLH Blst | E
930KTCP | Ballasts | 88.75 | 15% | 102.06 | 0.625 | MagneTek | 2-F72T12 1500MA 120V CBM Ballast | E
875-TCP | Ballasts | 21.84 | 15% | 25.12 | 0.5 | MagneTek | 1-F64T12 120V HPF Rpd Start Ballast | E
875LTCP | Ballasts | 30.05 | 15% | 34.56 | 0.5 | MagneTek | 1-F60T12 120V HPF Rpd Start Ballast | E
871SLTCP | Ballasts | 53.83 | 15% | 61.9 | 0.625 | MagneTek | 2-F42T6 2OOMA 120V HPF Lag Blst | E
847TCP | Ballasts | 23.11 | 15% | 26.58 | 0.5 | MagneTek | 1-F42T6 120V LPF Ballast | E
843TCP | Ballasts | 26.99 | 15% | 31.04 | 0.5 | MagneTek | 1-F42T6 200MA 120V CBM Ballast | E
836BRTCP | Ballasts | 58.84 | 15% | 67.67 | 0.625 | MagneTek | 2-F72T12 240V HPF Series Blst | E
828BRTCP | Ballasts | 32 | 15% | 36.8 | 0.5 | MagneTek | 1-F72T12 277V CBM Ballast | E
827SLHTCP | Ballasts | 38.39 | 15% | 44.15 | 0.625 | MagneTek | 2-F72T12 277V CBM Series SLH Blst | E
827ATCP | Ballasts | 51.4 | 15% | 59.11 | 0.625 | MagneTek | 2-F96T12 277V CBM Lead Lag Ballast | E
825BRTCP | Ballasts | 42.43 | 15% | 48.79 | 0.625 | MagneTek | 2-F64T6 2OOMA 120V HPF Series Blst | E
822BRTCP | Ballasts | 30.05 | 15% | 34.56 | 0.5 | MagneTek | 1-F72T12 120V CBM Ballast | E
810TCP | Ballasts | 37.08 | 15% | 42.64 | 0.625 | MagneTek | 2-F72T8 2OOMA 120V HPF Lag Blst | E
808BRTCP | Ballasts | 78.18 | 15% | 89.91 | 0.625 | MagneTek | 2-F72T12 220V CBM Series Ballast | E
806SLHTCP | Ballasts | 36.72 | 15% | 42.23 | 0.625 | MagneTek | 2-F72T12 120V CBM Series SLH Blst | E
806SLHQP | Ballasts | 30.16 | 15% | 34.68 | 0.625 | MagneTek | 2-F72T12 120V CBM SLH Watt Red Blst | E
806BRTCP | Ballasts | 19.24 | 15% | 22.13 | 0.625 | MagneTek | 2-F72T12 120V CBM Series Ballast | E
806ATCP | Ballasts | 43.5 | 15% | 50.03 | 0.625 | MagneTek | 2-F96T12 120V CBM Lead Lag Ballast | E
801TCP | Ballasts | 37.42 | 15% | 43.03 | 0.5 | MagneTek | 1-F64T12 2OOMA 120V HPF Blst | E
798XLHTCP | Ballasts | 64.96 | 15% | 74.7 | 0.625 | MagneTek | 2-F72/HO 120V HPF Full Light Blst | E
795LQP | Ballasts | 46.65 | 15% | 53.65 | 0.75 | MagneTek | 3-F32T8 277V HPF RS Quick-Plug Blst | E
794LQP | Ballasts | 45.69 | 15% | 52.54 | 0.75 | MagneTek | 3-F32T8 120V HPF RS Quick-Plug Blst | E
787LRSLHQP | Ballasts | 35.36 | 15% | 40.66 | 0.625 | MagneTek | 2-F40 277V CBM Watt Red Q-Plug Blst | E
780LRSLHQP | Ballasts | 35.88 | 15% | 41.26 | 0.625 | MagneTek | 2-F40 120V CBM Watt Red Q-Plug Blst | E
749LSLHTCP | Ballasts | 21.46 | 15% | 24.68 | 0.625 | MagneTek | 2-FO32T8 120V CBM Low Heat RS Blst | E
748LSLHTCP | Ballasts | 21.46 | 15% | 24.68 | 0.5 | MagneTek | 1-FO32T12 120V CBM Low Heat RS Blst | E
742LSLHTCP | Ballasts | 22.75 | 15% | 26.16 | 0.625 | MagneTek | 2-FO32T8 277V CBM Low Heat RS Blst | E
741LSLHTCP | Ballasts | 22.75 | 15% | 26.16 | 0.5 | MagneTek | 1-FO32T12 277V CBM Low Heat RS Blst | E
738LTCP | Ballasts | 41.17 | 15% | 47.35 | 0.625 | MagneTek | 2-FO40T8 277V HPF Rpd Start Ballast | E
737LSLHTCP | Ballasts | 43.5 | 15% | 50.03 | 0.75 | MagneTek | 3-F40T12 277V CBM Low Heat RS Blst | E
736LTCP | Ballasts | 38.53 | 15% | 44.31 | 0.625 | MagneTek | 2-FO40T8 120V HPF Rpd Start Ballast | E
735LTCP | Ballasts | 41.17 | 15% | 47.35 | 0.5 | MagneTek | 1-FO40T8 277V HPF Rpd Start Ballast | E
734LTCP | Ballasts | 38.53 | 15% | 44.31 | 0.5 | MagneTek | 1-FO40T8 120V HPF Rpd Start Ballast | E
732LTCP | Ballasts | 26.15 | 15% | 30.07 | 0.625 | MagneTek | 2-FO25T8 277V HPF Rpd Start Ballast | E
731LTCP | Ballasts | 24.9 | 15% | 28.64 | 0.625 | MagneTek | 2-FO25T8 120V HPF Rpd Start Ballast | E
730LSLHTCP | Ballasts | 41.51 | 15% | 47.74 | 0.625 | MagneTek | 2-FBO31T8 120V CBM Low Heat RS Blst | E
728LTCP | Ballasts | 26.15 | 15% | 30.07 | 0.5 | MagneTek | 1-FO25T8 277V HPF Rpd Start Ballast | E
727LTCP | Ballasts | 24.9 | 15% | 28.64 | 0.5 | MagneTek | 1-F025T8 120V HPF Rpd Start Ballast | E
726LVLHWSTCP | Ballasts | 26.01 | 15% | 29.91 | 0.625 | MagneTek | FC8&12 120V LPF Low Heat RS Blst | E
725TCP | Ballasts | 11.27 | 15% | 12.96 | 0.5 | MagneTek | 1-FC8T9 120V LPF Rpd Start Ballast | E
724LSLHTCP | Ballasts | 22.81 | 15% | 26.23 | 0.5 | MagneTek | 1-F40/U 277V HPF Rpd Start Ballast | E
723LSLHTCP | Ballasts | 21.84 | 15% | 25.12 | 0.5 | MagneTek | 1-F40/U 120V HPF Rpd Start Ballast | E
722LVLHTCP | Ballasts | 42.29 | 15% | 48.63 | 0.75 | MagneTek | 3-F40T12 277V HPF Rpd Start Ballast | E
721LVLHTCP | Ballasts | 40.48 | 15% | 46.55 | 0.75 | MagneTek | 3-F40T12 120V HPF Rpd Start Ballast | E
704LTCP | Ballasts | 26.15 | 15% | 30.07 | 0.5 | MagneTek | 1-FBO16T8 277V HPF Rpd Start Blst | E
703LTCP | Ballasts | 24.9 | 15% | 28.64 | 0.5 | MagneTek | 1-F017T8 120V HPF Rpd Start Ballast | E
702LTCP | Ballasts | 26.12 | 15% | 30.04 | 0.625 | MagneTek | 2-FO17T8 277V HPF Rpd Start Ballast | E
701LTCP | Ballasts | 24.9 | 15% | 28.64 | 0.625 | MagneTek | 2-FO17T8 120V HPF Rpd Start Ballast | E
697LTCP | Ballasts | 28.66 | 15% | 32.96 | 0.5 | MagneTek | 1-F30T12 277V CBM Rpd Start Ballast | E
691LTCP | Ballasts | 26.99 | 15% | 31.04 | 0.5 | MagneTek | 1-F30T12 120V CBM Rpd Start Ballast | E
679LTCP | Ballasts | 48.13 | 15% | 55.35 | 0.5 | MagneTek | 1-F40T12 277V HPF RS Dimming Blst | E
678ATCP | Ballasts | 76.09 | 15% | 87.5 | 0.625 | MagneTek | 2-F40T12 277V HPF RS Dimming Blst | E
675LTCP | Ballasts | 49.15 | 15% | 56.52 | 0.75 | MagneTek | 3-F14T12 120V HPF Trg Start Ballast | E
673L | Ballasts | 36.45 | 15% | 41.92 | 0.625 | MagneTek | 2-F14T12 220V/50Hz HPF TS Blst | E
627LHTCP | Ballasts | 58.28 | 15% | 67.02 | 0.625 | MagneTek | 2-F24T12 800MA HO 277V CBM Ballast | E
620LHTCP | Ballasts | 51.65 | 15% | 59.4 | 0.625 | MagneTek | 2-F24T12 800MA HO 120V CBM Ballast | E
592LTCP | Ballasts | 31.86 | 15% | 36.64 | 0.625 | MagneTek | 2-F40T12 240V HPF Rpd Start Ballast | E
588LTCP | Ballasts | 29.07 | 15% | 33.43 | 0.625 | MagneTek | 2-F30T12 277V CBM Rpd Start Ballast | E
577LVLHTCP | Ballasts | 41.3 | 15% | 47.5 | 0.5 | MagneTek | 1-F40T12 277V RS Watt Reducer Blst | E
573LTCP | Ballasts | 26.85 | 15% | 30.88 | 0.625 | MagneTek | 2-F30T12 120V CBM Rpd Start Ballast | E
570LVLHTCP | Ballasts | 40.07 | 15% | 46.08 | 0.5 | MagneTek | 1-F40T12 120V RS Watt Reducer Blst | E
565LTCP | Ballasts | 31.57 | 15% | 36.31 | 0.5 | MagneTek | 1-F14T12 120V HPF Trg Start Ballast | E
564LVLHTCP | Ballasts | 34.28 | 15% | 39.42 | 0.625 | MagneTek | 2-F14T12 120V HPF Low Heat TS Blst | E
564LTCP | Ballasts | 31.3 | 15% | 36 | 0.625 | MagneTek | 2-F13T8 120V HPF Trg Start Ballast | E
562LTCP | Ballasts | 33.38 | 15% | 38.39 | 0.5 | MagneTek | 1-F14T12 277V HPF Trg Start Ballast | E
554LTCP | Ballasts | 29.07 | 15% | 33.43 | 0.625 | MagneTek | 2-F14T12 277V HPF Trg Start Ballast | E
550LTCP | Ballasts | 35.75 | 15% | 41.11 | 0.5 | MagneTek | 1-F40T10 120V HPF RS Dimming Blst | E
549H2 | Ballasts | 4.87 | 15% | 5.6 | 0.5 | MagneTek | 1-F6T5 120V LPF Ballast | E
548H2 | Ballasts | 5.01 | 15% | 5.76 | 0.5 | MagneTek | 1-F4T5 120V LPF Ballast | E
547RSTCP | Ballasts | 12.24 | 15% | 14.08 | 0.5 | MagneTek | 1-FO25T8 120V LPF Rpd Start Ballast | E
546BTCP | Ballasts | 11.13 | 15% | 12.8 | 0.5 | MagneTek | 1-F14T12 120V LPF Trg Start Blst | E
544LTC | Ballasts | 29.07 | 15% | 33.43 | 0.5 | MagneTek | 1-F30T12 220V/50HZ HPF RS Ballast | E
543B | Ballasts | 13.21 | 15% | 15.19 | 0.5 | MagneTek | 1-F40T12 120/50HZ Rpd Start Ballast | E
540LTCP | Ballasts | 34.5 | 15% | 39.68 | 0.625 | MagneTek | 2-F40T12 220V HPF Rpd Start Ballast | E
540LQP | Ballasts | 27.55 | 15% | 31.68 | 0.5 | MagneTek | 1-F40T12 220V RS Quick-Plug Ballast | E
539TCP | Ballasts | 31.57 | 15% | 36.31 | 0.5 | MagneTek | 1-F24T12 120V CBM Ins Start Ballast | E
532T-P | Ballasts | 24.03 | 15% | 27.63 | 0.625 | MagneTek | 2-F48T12 277V CBM Ins Start Ballast | E
532TCP | Ballasts | 24.03 | 15% | 27.63 | 0.625 | MagneTek | 2-F24T12 277V CBM Ins Start Ballast | E
531TCP | Ballasts | 36.31 | 15% | 41.76 | 0.5 | MagneTek | 1-F24T12 277V CBM Ins Start Ballast | E
521LTC | Ballasts | 30.6 | 15% | 35.19 | 0.625 | MagneTek | 2-F032T8 230V/50HZ HPF RS Ballast | E
520LTC | Ballasts | 30.6 | 15% | 35.19 | 0.5 | MagneTek | 1-F030T8 230V/50HZ HPF RS Ballast | E
502ATCP | Ballasts | 57.87 | 15% | 66.55 | 0.625 | MagneTek | 2-F40T12 120V HPF RS Dimming Blst | E
498LHTCP | Ballasts | 55.22 | 15% | 63.5 | 0.5 | MagneTek | 1-F24T12 800MA 120V HPF Ballast | E
492XLH | Ballasts | 76.42 | 15% | 87.88 | 0.625 | MagneTek | 2-F72T12 800MA 230/50HZ HPF Ballast | E
487XLHTCP | Ballasts | 52.03 | 15% | 59.83 | 0.625 | MagneTek | 2-F72T12 800MA HO 277V CBM Ballast | E
487VLHTCP | Ballasts | 48.05 | 15% | 55.26 | 0.625 | MagneTek | 2-F72T12 800MA 277V CBM VLH Ballast | E
487SLHTCP | Ballasts | 64.96 | 15% | 74.7 | 0.625 | MagneTek | 2-F72T12 800MA 277V CBM SLH Ballast | E
483LHTCP | Ballasts | 39.31 | 15% | 45.21 | 0.5 | MagneTek | 1-F72T12 800MA HO 120V CBM Ballast | E
482LHTCP | Ballasts | 42.02 | 15% | 48.32 | 0.5 | MagneTek | 1-F72T12 800MA HO 277V CBM Ballast | E
481LHTCP | Ballasts | 52.58 | 15% | 60.47 | 0.5 | MagneTek | 1-F48T12 800MA 120V HPF Ballast | E
480XLHTCP | Ballasts | 49.1 | 15% | 56.47 | 0.625 | MagneTek | 2-F72T12 800MA HO 120V CBM Ballast | E
480VLHTCP | Ballasts | 54.02 | 15% | 62.12 | 0.625 | MagneTek | 2-F72T12 800MA 120V CBM VLH Ballast | E
480SLHTCP | Ballasts | 63.57 | 15% | 73.11 | 0.625 | MagneTek | 2-F72T12 800MA 120V CBM SLH Ballast | E
479LHTCP | Ballasts | 56.2 | 15% | 64.63 | 0.5 | MagneTek | 1-F72T12 800MA 277V HPF Ballast | E
474LWSTCP | Ballasts | 15.51 | 15% | 17.84 | 0.5 | MagneTek | FC12&16 120V LPF Rpd Start Ballast | E
458LSLHTCP | Ballasts | 22.81 | 15% | 26.23 | 0.5 | MagneTek | 1-F40T12 277V CBM Low Heat RS Blst | E
449LRTCP | Ballasts | 17.95 | 15% | 20.64 | 0.625 | MagneTek | 1-FC8&12 120V LPF Rpd Start Ballast | E
449LRLHWSTCP | Ballasts | 23.65 | 15% | 27.2 | 0.625 | MagneTek | 1-FC8&12 120V LPF Low Heat RS Blst | E
447LRVLHTCP | Ballasts | 23.23 | 15% | 26.71 | 0.625 | MagneTek | 2-F14T12 120V VLH Trg Start Blst | E
447CRTCP | Ballasts | 19.33 | 15% | 22.23 | 0.625 | MagneTek | 2-F14T12 120V LPF Trg Start Blst | E
446LSLHTCP | Ballasts | 21.84 | 15% | 25.12 | 0.625 | MagneTek | 2-F40T12 120V CBM Low Heat RS Blst | E
446LSLHEQP | Ballasts | 17.99 | 15% | 20.69 | 0.625 | MagneTek | 2-F40T12 120V CBM SLH Watt Red Blst | E
445RSTCP | Ballasts | 12.52 | 15% | 14.4 | 0.5 | MagneTek | 1-FC12T9 120V LPF Rpd Start Ballast | E
445LHWSTCP | Ballasts | 19.75 | 15% | 22.71 | 0.5 | MagneTek | 1-FC12T9 120V LPF Low Heat RS Blst | E
443LTCP | Ballasts | 20.17 | 15% | 23.2 | 0.625 | MagneTek | 2-F40T12 277V CBM Ballast | E
443LSLHTCP | Ballasts | 22.81 | 15% | 26.23 | 0.625 | MagneTek | 2-F40T12 277V CBM Low Heat RS Blst | E
427LTCP | Ballasts | 29.63 | 15% | 34.07 | 0.625 | MagneTek | 2-F40T10 277V HPF Rpd Start Ballast | E
4252P | Ballasts | 43.29 | 15% | 49.78 | 0.625 | MagneTek | 2-F40/TT5 277V HPF Rp Start Ballast | E
4251P | Ballasts | 40.56 | 15% | 46.64 | 0.5 | MagneTek | 1-F40/TT5 277V HPF Rp Start Ballast | E
420LTCP | Ballasts | 26.29 | 15% | 30.23 | 0.625 | MagneTek | 2-F40T10 120V HPF Universal RS Blst | E
417LTCP | Ballasts | 25.18 | 15% | 28.96 | 0.5 | MagneTek | 1-F40T10 277V HPF Rpd Start Ballast | E
4152P | Ballasts | 37.55 | 15% | 43.18 | 0.625 | MagneTek | 2-40/TT5 120V HPF Rpd Start Ballast | E
4151P | Ballasts | 34.01 | 15% | 39.11 | 0.5 | MagneTek | 1-F40/TT5 120V HPF Rd Start Ballast | E
413CTCP | Ballasts | 12.24 | 15% | 14.08 | 0.5 | MagneTek | 1-F30T12 120V LPF Rpd Start Ballast | E
412LTCP | Ballasts | 17.39 | 15% | 20 | 0.5 | MagneTek | 1-F40T12 120V CBM Rpd Start Ballast | E
412LSLHTCP | Ballasts | 21.84 | 15% | 25.12 | 0.5 | MagneTek | 1-F40T12 120V CBM Low Heat RS Blst | E
4124P | Ballasts | 31.55 | 15% | 36.28 | 0.5 | MagneTek | 1-26QT4 120V HPF Preheat Ballast | E
4115P | Ballasts | 12.65 | 15% | 14.55 | 0.5 | MagneTek | 1-10QT4 120V LPF Preheat Ballast | E
410LTCP | Ballasts | 24.07 | 15% | 27.68 | 0.5 | MagneTek | 1-F40T10 120V HPF Universal RS Blst | E
340H2 | Ballasts | 5.42 | 15% | 6.23 | 0.5 | MagneTek | 1-F25T12 120V LPF Ballast | E
332H2 | Ballasts | 2.25 | 15% | 2.59 | 0.5 | MagneTek | 1-FC8T9 120V LPF Ballast | E
327LTCP | Ballasts | 24.47 | 15% | 28.14 | 0.625 | MagneTek | 2-FO32T8 277V HPF RS Octic Blst | E
324LTCP | Ballasts | 28.37 | 15% | 32.63 | 0.625 | MagneTek | 2-F32T8 347V HPF RS Octic Blst | E
321LTCP | Ballasts | 23.31 | 15% | 26.81 | 0.625 | MagneTek | 2-FO32T8 120V HPF RS Octic Blst | E
317LTCP | Ballasts | 24.47 | 15% | 28.14 | 0.5 | MagneTek | 1-FO32T8 277V HPF RS Octic Blst | E
310LTCP | Ballasts | 23.31 | 15% | 26.81 | 0.5 | MagneTek | 1-FO30T8 120V HPF RS Octic Blst | E
300H2 | Ballasts | 4.87 | 15% | 5.6 | 0.5 | MagneTek | 1-F40T12 110/50&60Hz RS Ballast | E
247 | Ballasts | 11.52 | 15% | 13.25 | 0.5 | MagneTek | 1-F40T12 110/50HZ Rpd Start Ballast | E
2351TCP | Ballasts | 18.29 | 15% | 21.03 | 0.5 | MagneTek | 1-F13T5 120V LPF Ballast | E
215-LTCP | Ballasts | 19.54 | 15% | 22.47 | 0.5 | MagneTek | 1-F40T12 120V HPF Ballast | E
215LTCP | Ballasts | 19.54 | 15% | 22.47 | 0.5 | MagneTek | 1-F30T8 120V HPF Ballast | E
213TCP | Ballasts | 29.21 | 15% | 33.59 | 0.625 | MagneTek | 2-F24T12 120V CBM Ins Start Ballast | E
212ATCP | Ballasts | 32.42 | 15% | 37.28 | 0.625 | MagneTek | 2-F24T12 120V Lead Lag IS Ballast | E
209TCP | Ballasts | 58.84 | 15% | 67.67 | 0.625 | MagneTek | 2-F90T12 120V CBM Ballast | E
205TCP | Ballasts | 24.48 | 15% | 28.15 | 0.625 | MagneTek | 2-F40T12 120V CBM Ballast | E
203033500K | Ballasts | 78.77 | 15% | 90.59 | 1.25 | MagneTek | 2-400W 480V Mercury Vapor Ballast | E
203025500K | Ballasts | 78.77 | 15% | 90.59 | 1.25 | MagneTek | 2-400W 240V Mercury Vapor Ballast | E
203021500K | Ballasts | 78.77 | 15% | 90.59 | 1.25 | MagneTek | 2-400W 208V Mercury Vapor Ballast | E
203017500K | Ballasts | 79.54 | 15% | 91.47 | 1.25 | MagneTek | 2-400W 277V Mercury Vapor Ballast | E
203013500K | Ballasts | 78.77 | 15% | 90.59 | 1.25 | MagneTek | 2-400W 120V Mercury Vapor Ballast | E
202STCP | Ballasts | 12.7 | 15% | 14.61 | 0.5 | MagneTek | 1-F26 120V LPF Ballast w/Starter | E
202CS | Ballasts | 7.24 | 15% | 8.33 | 0.5 | MagneTek | 1-F14T12 120V LPF Ballast w/Starter | E
202BTCP | Ballasts | 14.33 | 15% | 16.48 | 0.5 | MagneTek | 1-F26 120V LPF Preheat Ballast | E
200STCP | Ballasts | 12.7 | 15% | 14.61 | 0.5 | MagneTek | 1-F28 120V LPF Ballast w/Starter | E
200H2 | Ballasts | 4.31 | 15% | 4.96 | 0.5 | MagneTek | 1-F14T12 120V LPF Ballast | E
200CS | Ballasts | 8.9 | 15% | 10.24 | 0.5 | MagneTek | 1-F20T12 120V LPF Ballast w/Starter | E
200BTCP | Ballasts | 14.33 | 15% | 16.48 | 0.5 | MagneTek | 1-F28 120V LPF Preheat Ballast | E
153154000 | Ballasts | 168.96 | 15% | 194.3 | 0.75 | MagneTek | 1-150W 120V HPS Lag Reactor Blst | E
125335500I | Ballasts | 149.18 | 15% | 171.56 | 0.75 | MagneTek | 1-50W 120V HPS Lag Reactor Blst | E
1253251000 | Ballasts | 78.6 | 15% | 90.39 | 0.75 | MagneTek | 1-35W 120V HPS Lag Reactor Blst | E
1253142500I | Ballasts | 139.48 | 15% | 160.4 | 0.75 | MagneTek | 1-70W 120V HPS Lag Reactor Blst | E
125310000 | Ballasts | 160.5 | 15% | 184.58 | 0.75 | MagneTek | 1-100W 120V HPS Lag Reactor Blst | E
12510246 | Ballasts | 174.02 | 15% | 200.12 | 0.75 | MagneTek | 1-200W 277V HPS Lag HX Reactor Blst | E
12510242 | Ballasts | 159.52 | 15% | 183.45 | 0.75 | MagneTek | 1-150W 277V HPS Lag HX Reactor Blst | E
123335U000I | Ballasts | 43.24 | 15% | 49.73 | 1 | MagneTek | 1-35W 120V LPF Nema Head HPS Blst | E
123325S500C | Ballasts | 85.52 | 15% | 98.35 | 1 | MagneTek | 1-400W 240V LPF Sodium Reactor Blst | E
1233251U00OI | Ballasts | 42.28 | 15% | 48.62 | 1 | MagneTek | 1-35W 120V LPF Sodium Reactor Blst | E
123324S500C | Ballasts | 72.35 | 15% | 83.2 | 1 | MagneTek | 1-250W 240V LPF Sodium Reactor Blst | E
1233183S500C | Ballasts | 62.01 | 15% | 71.31 | 1 | MagneTek | 1-200W 240V LPF Sodium Reactor Blst | E
1233154U000I | Ballasts | 50.22 | 15% | 57.75 | 1 | MagneTek | 1-150W 120V LPF Nema Head HPS Blst | E
1233142U000I | Ballasts | 44.51 | 15% | 51.19 | 1 | MagneTek | 1-70W 120V LPF Nema Head HPS Blst | E
123310U000I | Ballasts | 46.68 | 15% | 53.68 | 1 | MagneTek | 1-100W 120V LPF Nema Head HPS Blst | E
12310588502K | Ballasts | 78.34 | 15% | 90.09 | 1 | MagneTek | 1-150W 120-347V HP Sodium Ballast | E
12310584502K | Ballasts | 72.44 | 15% | 83.31 | 1 | MagneTek | 1-100W 120-347V HP Sodium Ballast | E
12310579502K | Ballasts | 69.24 | 15% | 79.63 | 1 | MagneTek | 1-70W 120-347V HP Sodium Ballast | E
1230598S502K | Ballasts | 181.15 | 15% | 208.32 | 1 | MagneTek | 1-1000W 120-347V HP Sodium Ballast | E
1230595U502K | Ballasts | 131.41 | 15% | 151.12 | 1 | MagneTek | 1-400W 120-347V HP Sodium Ballast | E
12305935502K | Ballasts | 87.39 | 15% | 100.5 | 1 | MagneTek | 1-250W 120-347V HP Sodium Ballast | E
12210261CTC | Ballasts | 49.03 | 15% | 56.38 | 1 | MagneTek | 1-35W 120/277V Sodium Lag HX Blst | E
12210241CTC | Ballasts | 82.22 | 15% | 94.55 | 1 | MagneTek | 1-150W 120/277V Sodium Lag HX Blst | E
12210239CTC | Ballasts | 78.51 | 15% | 90.29 | 1 | MagneTek | 1-100W 120/277V Sodium Lag HX Blst | E
12210237CTC | Ballasts | 54.08 | 15% | 62.19 | 1 | MagneTek | 1-70W 120/277V Sodium Lag HX Blst | E
12210236CTC | Ballasts | 74.68 | 15% | 85.88 | 1 | MagneTek | 1-50W 120/277V Sodium Lag HX Blst | E
1220246CTC | Ballasts | 174.91 | 15% | 201.15 | 1 | MagneTek | 1-250W 120/277V Sodium Lag HX Blst | E
1220243CTC | Ballasts | 133.2 | 15% | 153.18 | 1 | MagneTek | 1-200W 120/277V Sodium Lag HX Blst | E
113314R500C | Ballasts | 51.69 | 15% | 59.44 | 1 | MagneTek | 1-100W 277V LPF Mt Hld Reactor Blst | E
11210277CTC000C | Ballasts | 27.94 | 15% | 32.13 | 1 | GE Lamps | 70W M85 120/277V Enc & Potted Blst | E
11210277CTC | Ballasts | 80.4 | 15% | 92.46 | 1 | MagneTek | 1-70W 120/277V Peak Watt Merc Blst | E
11210242CTC | Ballasts | 86.33 | 15% | 99.28 | 1 | MagneTek | 1-150W 120/277V Peak Watt Merc Blst | E
11210239CTC | Ballasts | 82.22 | 15% | 94.55 | 1 | MagneTek | 1-100W 120/277V Peak Watt Merc Blst | E
1111-247SCTC000I | Ballasts | 21 | 15% | 24.15 | 1 | GE Lamps | 400W M59 120/277V Enc & Potted Blst | E
1110247RCTC | Ballasts | 105.65 | 15% | 121.5 | 1 | MagneTek | 1-400W 120/277V Peak Watt Merc Blst | E
1110246CTC | Ballasts | 79.1 | 15% | 90.97 | 1 | MagneTek | 1-250W 120/277V Peak Watt Merc Blst | E
1110245SCTC | Ballasts | 62.79 | 15% | 72.21 | 1 | MagneTek | 1-175W 120/277V Peak Watt Merc Blst | E
105315 | Ballasts | 59.09 | 15% | 67.95 | 0.75 | MagneTek | 1-175W 277V Merc Lag Reactor Blst | E
105314 | Ballasts | 49.28 | 15% | 56.67 | 0.75 | MagneTek | 1-100W 277V Merc Lag Reactor Blst | E
1051136 | Ballasts | 51.19 | 15% | 58.87 | 0.75 | MagneTek | 1-75W 120V Merc Lag HX Reactr Blst | E
1051135 | Ballasts | 53.6 | 15% | 61.64 | 0.75 | MagneTek | 1-40W 120V Merc Lag HX Reactr Blst | E
1051111 | Ballasts | 59.89 | 15% | 68.87 | 0.75 | MagneTek | 1-175W 120V Merc Lag HX Reactr Blst | E
1051110 | Ballasts | 53.21 | 15% | 61.19 | 0.75 | MagneTek | 1-100W 120V Merc Lag HX Reactr Blst | E
105040 | Ballasts | 113.83 | 15% | 130.9 | 1 | MagneTek | 1-75W 277V Const Watt Mercury Blst | E
105039 | Ballasts | 112.06 | 15% | 128.87 | 1 | MagneTek | 1-50W 277V Const Watt Mercury Blst | E
105036 | Ballasts | 113.83 | 15% | 130.9 | 1 | MagneTek | 1-75W 120V Const Watt Mercury Blst | E
105035 | Ballasts | 112.06 | 15% | 128.87 | 1 | MagneTek | 1-50W 120V Const Watt Mercury Blst | E
105016 | Ballasts | 158.74 | 15% | 182.55 | 1 | MagneTek | 1-250W 277V Const Watt Mercury Blst | E
105015 | Ballasts | 126.02 | 15% | 144.92 | 1 | MagneTek | 1-175W 277V Const Watt Mercury Blst | E
105014 | Ballasts | 118.41 | 15% | 136.17 | 1 | MagneTek | 1-100W 277V Const Watt Mercury Blst | E
105012 | Ballasts | 164.65 | 15% | 189.35 | 1 | MagneTek | 1-250W 120V Const Watt Mercury Blst | E
105011 | Ballasts | 126.02 | 15% | 144.92 | 1 | MagneTek | 1-175W 120V Const Watt Mercury Blst | E
105010 | Ballasts | 118.41 | 15% | 136.17 | 1 | MagneTek | 1-100W 120V Const Watt Mercury Blst | E
1031111N207I | Ballasts | 44.88 | 15% | 51.61 | 1 | MagneTek | 1-175W 120V LPF Nema Head Merc Blst | E
103097500K | Ballasts | 79.27 | 15% | 91.16 | 1 | MagneTek | 1-1000W 120-277V Mercury Vapor Blst | E
103093500K | Ballasts | 50.26 | 15% | 57.8 | 1 | MagneTek | 1-400W 120-277V Mercury Vapor Blst | E
103092500K | Ballasts | 43.72 | 15% | 50.28 | 1 | MagneTek | 1-250W 120-277V Mercury Vapor Blst | E
103091500K | Ballasts | 40.74 | 15% | 46.85 | 1 | MagneTek | 1-75W 120-277V Mercury Vapor Blst | E
103090R500K | Ballasts | 34.76 | 15% | 39.97 | 1 | MagneTek | 1-100W 120-277V Mercury Vapor Blst | E
103057500K | Ballasts | 76.11 | 15% | 87.53 | 1 | MagneTek | 1-1000W 480V Mercury Vapor Ballast | E
103033500K | Ballasts | 49.27 | 15% | 56.66 | 1 | MagneTek | 1-400W 480V Mercury Vapor Ballast | E
103032500K | Ballasts | 43.58 | 15% | 50.12 | 1 | MagneTek | 1-250W 480V Mercury Vapor Ballast | E
103031500K | Ballasts | 36.54 | 15% | 42.02 | 1 | MagneTek | 1-175W 480V Mercury Vapor Ballast | E
103030500K | Ballasts | 31.42 | 15% | 36.13 | 1 | MagneTek | 1-100W 480V Mercury Vapor Ballast | E
1010247SCTC | Ballasts | 152.61 | 15% | 175.5 | 1 | MagneTek | 1-400W 120/277V Cnst Watt Merc Blst | E
1010246CTC | Ballasts | 55.47 | 15% | 63.79 | 1 | MagneTek | 1-250W 120/277V Cnst Watt Merc Blst | E
1010245CTC | Ballasts | 50.65 | 15% | 58.25 | 1 | MagneTek | 1-175W 120/277V Cnst Watt Merc Blst | E
1010239RCTC | Ballasts | 43.69 | 15% | 50.24 | 1 | MagneTek | 1-100W 120/277V Cnst Watt Merc Blst | E
1010238CTC | Ballasts | 35.06 | 15% | 40.32 | 1 | MagneTek | 1-75W 120/277V Cnst Watt Merc Blst | E
1010236RCTC | Ballasts | 31.24 | 15% | 35.93 | 1 | MagneTek | 1-50W 120/277V Cnst Watt Merc Blst | E
98010085686 | BX and MC Cable | 2.16 | 15% | 2.48 | 0.03 | Copper Wire | #10/4 Solid Aluminum MC Cable | M
98010050814 | BX and MC Cable | 2.36 | 15% | 2.71 | 0.045 | Copper Wire | #8/4 BX Solid Ground Cable | M
98010050813 | BX and MC Cable | 1.73 | 15% | 1.99 | 0.04 | Copper Wire | #8/3 BX Solid Ground Cable | M
98010050812 | BX and MC Cable | 1.18 | 15% | 1.36 | 0.035 | Copper Wire | #8/2 BX Solid Ground Cable | M
98010050617 | BX and MC Cable | 2.89 | 15% | 3.32 | 0.05 | Copper Wire | #6/4 BX Solid Ground Cable | M
98010050616 | BX and MC Cable | 2.15 | 15% | 2.47 | 0.045 | Copper Wire | #6/3 BX Solid Ground Cable | M
98010050615 | BX and MC Cable | 1.53 | 15% | 1.76 | 0.04 | Copper Wire | #6/2 BX Solid Ground Cable | M
98010050421 | BX and MC Cable | 4.34 | 15% | 4.99 | 0.06 | Copper Wire | #2/3 BX Stranded Cable | M
98010050420 | BX and MC Cable | 3.96 | 15% | 4.55 | 0.0575 | Copper Wire | #4/4 BX Stranded Cable | M
98010050419 | BX and MC Cable | 2.88 | 15% | 3.31 | 0.05 | Copper Wire | #4/3 BX Stranded Cable | M
98010050418 | BX and MC Cable | 2.3 | 15% | 2.65 | 0.045 | Copper Wire | #4/2 BX Solid Ground Cable | M
98010050371 | BX and MC Cable | 3.6 | 15% | 4.14 | 0.0375 | Copper Wire | #10/4 Solid Jacketed MC Cable | M
98010050369 | BX and MC Cable | 2.34 | 15% | 2.69 | 0.0325 | Copper Wire | #10/3 Solid Jacketed MC Cable | M
98010050367 | BX and MC Cable | 1.55 | 15% | 1.78 | 0.0275 | Copper Wire | #10/2 Solid Jacketed MC Cable | M
98010050365 | BX and MC Cable | 1.74 | 15% | 2 | 0.03 | Copper Wire | #12/4 Solid Jacketed MC Cable | M
98010050363 | BX and MC Cable | 1.32 | 15% | 1.52 | 0.025 | Copper Wire | #12/3 Solid Jacketed MC Cable | M
98010050361 | BX and MC Cable | 0.92 | 15% | 1.06 | 0.02 | Copper Wire | #12/2 Solid Jacketed MC Cable | M
98010044840 | BX and MC Cable | 2.79 | 15% | 3.21 | 0.0325 | Copper Wire | #10/4 Solid Steel HCFC MC Cable | M
98010044835 | BX and MC Cable | 1.55 | 15% | 1.78 | 0.03 | Copper Wire | #12/4 Solid Steel HCFC MC Cable | M
98010044830 | BX and MC Cable | 1.1 | 15% | 1.27 | 0.0225 | Copper Wire | #14/4 Solid Steel MC Cable | M
98010044825 | BX and MC Cable | 1.74 | 15% | 2 | 0.0275 | Copper Wire | #10/3 Solid Steel HCFC MC Cable | M
98010044820 | BX and MC Cable | 1.04 | 15% | 1.2 | 0.025 | Copper Wire | #12/3 Solid Steel HCFC MC Cable | M
98010044815 | BX and MC Cable | 1.02 | 15% | 1.17 | 0.02 | Copper Wire | #14/3 Solid Steel HCFC MC Cable | M
98010044810 | BX and MC Cable | 1.13 | 15% | 1.3 | 0.0225 | Copper Wire | #10/2 Solid Steel HCFC MC Cable | M
98010044805 | BX and MC Cable | 0.72 | 15% | 0.83 | 0.02 | Copper Wire | #12/2 Solid Steel HCFC MC Cable | M
98010044800 | BX and MC Cable | 0.7 | 15% | 0.81 | 0.0175 | Copper Wire | #14/2 Solid Steel HCFC MC Cable | M
98010044722 | BX and MC Cable | 6.39 | 15% | 7.35 | 0.065 | Copper Wire | #2/4 Stranded Aluminum MC Cable | M
98010044721 | BX and MC Cable | 5.08 | 15% | 5.84 | 0.055 | Copper Wire | #3/4 Stranded Aluminum MC Cable | M
98010044720 | BX and MC Cable | 4.63 | 15% | 5.32 | 0.0475 | Copper Wire | #4/4 Stranded Aluminum MC Cable | M
98010044719 | BX and MC Cable | 3.24 | 15% | 3.73 | 0.0375 | Copper Wire | #6/4 Stranded Aluminum MC Cable | M
98010044718 | BX and MC Cable | 2.54 | 15% | 2.92 | 0.0275 | Copper Wire | #8/4 Stranded Aluminum MC Cable | M
98010044716 | BX and MC Cable | 4.84 | 15% | 5.57 | 0.055 | Copper Wire | #2/3 Stranded Aluminum MC Cable | M
98010044715 | BX and MC Cable | 3.83 | 15% | 4.4 | 0.0475 | Copper Wire | #3/3 Stranded Aluminum MC Cable | M
98010044714 | BX and MC Cable | 3.2 | 15% | 3.68 | 0.04 | Copper Wire | #4/3 Stranded Aluminum MC Cable | M
98010044713 | BX and MC Cable | 2.53 | 15% | 2.91 | 0.0325 | Copper Wire | #6/3 Stranded Aluminum MC Cable | M
98010044712 | BX and MC Cable | 1.75 | 15% | 2.01 | 0.025 | Copper Wire | #8/3 Stranded Aluminum MC Cable | M
98010044711 | BX and MC Cable | 1.79 | 15% | 2.06 | 0.0275 | Copper Wire | #6/2 Stranded Aluminum MC Cable | M
98010044710 | BX and MC Cable | 1.32 | 15% | 1.52 | 0.0225 | Copper Wire | #8/2 Stranded Aluminum MC Cable | M
98010044709 | BX and MC Cable | 2.54 | 15% | 2.92 | 0.025 | Copper Wire | #10/4 Stranded Aluminum MC Cable | M
98010044708 | BX and MC Cable | 1.05 | 15% | 1.21 | 0.0275 | Copper Wire | #12/4 Solid Aluminum MC Cable | M
98010044707 | BX and MC Cable | 0.98 | 15% | 1.13 | 0.02 | Copper Wire | #14/4 Solid Aluminum MC Cable | M
98010044706 | BX and MC Cable | 1.31 | 15% | 1.51 | 0.025 | Copper Wire | #10/3 Solid Aluminum MC Cable | M
98010044705 | BX and MC Cable | 0.75 | 15% | 0.86 | 0.0225 | Copper Wire | #12/3 Solid Aluminum MC Cable | M
98010044704 | BX and MC Cable | 0.71 | 15% | 0.82 | 0.0175 | Copper Wire | #14/3 Solid Aluminum MC Cable | M
98010044703 | BX and MC Cable | 0.83 | 15% | 0.95 | 0.02 | Copper Wire | #10/2 Solid Aluminum MC Cable | M
98010044702 | BX and MC Cable | 0.42 | 15% | 0.48 | 0.0175 | Copper Wire | #12/2 Solid Aluminum MC Cable | M
98010044701 | BX and MC Cable | 0.39 | 15% | 0.45 | 0.015 | Copper Wire | #14/2 Solid Aluminum MC Cable | M
98010044700 | BX and MC Cable | 2.4 | 15% | 2.76 | 0.0325 | Copper Wire | #10/4 Solid Steel MC Cable | M
98010044690 | BX and MC Cable | 1.09 | 15% | 1.25 | 0.0225 | Copper Wire | #14/4 Solid Steel AC Cable | M
98010044685 | BX and MC Cable | 5.38 | 15% | 6.19 | 0.06 | Copper Wire | #2/3 Stranded Steel MC Cable | M
98010044680 | BX and MC Cable | 4.26 | 15% | 4.9 | 0.05 | Copper Wire | #3/3 Stranded Steel MC Cable | M
98010044675 | BX and MC Cable | 3.56 | 15% | 4.09 | 0.045 | Copper Wire | #4/3 Stranded Steel MC Cable | M
98010044670 | BX and MC Cable | 2.71 | 15% | 3.12 | 0.0375 | Copper Wire | #6/3 Stranded Steel MC Cable | M
98010044665 | BX and MC Cable | 2.16 | 15% | 2.48 | 0.035 | Copper Wire | #8/3 Stranded Steel MC Cable | M
98010044660 | BX and MC Cable | 1.9 | 15% | 2.19 | 0.03 | Copper Wire | #6/2 Stranded Steel MC Cable | M
98010044655 | BX and MC Cable | 1.46 | 15% | 1.68 | 0.0275 | Copper Wire | #10/3 Solid Steel MC Cable | M
98010044650 | BX and MC Cable | 0.84 | 15% | 0.97 | 0.025 | Copper Wire | #12/3 Solid Steel MC Cable | M
98010044645 | BX and MC Cable | 0.79 | 15% | 0.91 | 0.02 | Copper Wire | #14/3 Solid Steel MC Cable | M
98010044640 | BX and MC Cable | 7.11 | 15% | 8.18 | 0.0725 | Copper Wire | #2/4 Stranded Steel MC Cable | M
98010044635 | BX and MC Cable | 5.65 | 15% | 6.5 | 0.06 | Copper Wire | #3/4 Stranded Steel MC Cable | M
98010044630 | BX and MC Cable | 5.15 | 15% | 5.92 | 0.055 | Copper Wire | #4/4 Stranded Steel MC Cable | M
98010044625 | BX and MC Cable | 3.59 | 15% | 4.13 | 0.045 | Copper Wire | #6/4 Stranded Steel MC Cable | M
98010044620 | BX and MC Cable | 2.94 | 15% | 3.38 | 0.0425 | Copper Wire | #8/4 Stranded Steel MC Cable | M
98010044615 | BX and MC Cable | 6.11 | 15% | 7.03 | 0.0725 | Copper Wire | #1/3 Stranded Steel MC Cable | M
98010044610 | BX and MC Cable | 0.95 | 15% | 1.09 | 0.0225 | Copper Wire | #10/2 Solid Steel MC Cable | M
98010044605 | BX and MC Cable | 0.48 | 15% | 0.55 | 0.02 | Copper Wire | #12/2 Solid Steel MC Cable | M
98010044595 | BX and MC Cable | 1.47 | 15% | 1.69 | 0.0275 | Copper Wire | #8/2 Stranded Steel MC Cable | M
98010034776 | BX and MC Cable | 1.22 | 15% | 1.4 | 0.0225 | Copper Wire | #12/4 Stranded Aluminum MC Cable | M
98010034766 | BX and MC Cable | 0.88 | 15% | 1.01 | 0.02 | Copper Wire | #12/3 Stranded Aluminum MC Cable | M
98010034755 | BX and MC Cable | 0.54 | 15% | 0.62 | 0.0175 | Copper Wire | #12/2 Stranded Aluminum MC Cable | M
98010034694 | BX and MC Cable | 1.17 | 15% | 1.35 | 0.03 | Copper Wire | #12/4 Solid Steel MC Cable | M
98010034672 | BX and MC Cable | 0.52 | 15% | 0.6 | 0.0175 | Copper Wire | #14/2 Solid Steel AC Cable | M
98010034664 | BX and MC Cable | 4.27 | 15% | 4.91 | 0.04 | Copper Wire | #6/3 Stranded Steel AC Cable | M
98010034647 | BX and MC Cable | 0.68 | 15% | 0.78 | 0.015 | Copper Wire | #14/3 Solid Aluminum AC Cable | M
98010034511 | BX and MC Cable | 0.45 | 15% | 0.52 | 0.0175 | Copper Wire | #14/2 Solid Steel MC Cable | M
98010034332 | BX and MC Cable | 0.89 | 15% | 1.02 | 0.025 | Copper Wire | #14/2 Solid Jacketed MC Cable | M
98010034327 | BX and MC Cable | 1.08 | 15% | 1.24 | 0.0275 | Copper Wire | #14/3 Solid Jacketed MC Cable | M
98010034322 | BX and MC Cable | 1.5 | 15% | 1.73 | 0.0225 | Copper Wire | #14/4 Solid Jacketed MC Cable | M
98010034100 | BX and MC Cable | 1.93 | 15% | 2.22 | 0.0388 | Copper Wire | #10/4 BX Solid Cable | M
98010034095 | BX and MC Cable | 0.95 | 15% | 1.09 | 0.035 | Copper Wire | #12/4 BX Solid Cable | M
98010034090 | BX and MC Cable | 0.87 | 15% | 1 | 0.0313 | Copper Wire | #14/4 BX Solid Cable | M
98010034065 | BX and MC Cable | 1.39 | 15% | 1.6 | 0.04 | Copper Wire | #8/3 BX Solid Cable | M
98010034055 | BX and MC Cable | 1.18 | 15% | 1.36 | 0.035 | Copper Wire | #10/3 BX Solid Cable | M
98010034050 | BX and MC Cable | 0.68 | 15% | 0.78 | 0.0313 | Copper Wire | #12/3 BX Solid Cable | M
98010034045 | BX and MC Cable | 0.63 | 15% | 0.72 | 0.0275 | Copper Wire | #14/3 BX Solid Cable | M
98010034020 | BX and MC Cable | 1.14 | 15% | 1.31 | 0.035 | Copper Wire | #8/2 BX Solid Cable | M
98010034010 | BX and MC Cable | 0.77 | 15% | 0.89 | 0.0313 | Copper Wire | #10/2 BX Solid Cable | M
98010034005 | BX and MC Cable | 0.4 | 15% | 0.46 | 0.0275 | Copper Wire | #12/2 BX Solid Cable | M
98010034000 | BX and MC Cable | 0.37 | 15% | 0.43 | 0.025 | Copper Wire | #14/2 BX Solid Cable | M
98010015090 | BX and MC Cable | 3.27 | 15% | 3.76 | 0.0325 | Copper Wire | #10/4 Green Armor HCFC MC Cable | M
98010015080 | BX and MC Cable | 2.08 | 15% | 2.39 | 0.03 | Copper Wire | #10/3 Green Armor HCFC MC Cable | M
98010015070 | BX and MC Cable | 1.38 | 15% | 1.59 | 0.0275 | Copper Wire | #10/2 Green Armor HCFC MC Cable | M
98010015060 | BX and MC Cable | 1.82 | 15% | 2.09 | 0.03 | Copper Wire | #12/4 Green Armor HCFC MC Cable | M
98010015050 | BX and MC Cable | 1.24 | 15% | 1.43 | 0.025 | Copper Wire | #12/3 Green Armor HCFC MC Cable | M
98010015040 | BX and MC Cable | 0.87 | 15% | 1 | 0.02 | Copper Wire | #12/2 Green Armor HCFC MC Cable | M
98010015030 | BX and MC Cable | 1.42 | 15% | 1.63 | 0.0225 | Copper Wire | #14/4 Green Armor HCFC MC Cable | M
98010015020 | BX and MC Cable | 1.01 | 15% | 1.16 | 0.02 | Copper Wire | #14/3 Green Armor HCFC MC Cable | M
98010015010 | BX and MC Cable | 0.74 | 15% | 0.85 | 0.0175 | Copper Wire | #14/2 Green Armor HCFC MC Cable | M
98010005505 | BX and MC Cable | 1.59 | 15% | 1.83 | 0.035 | Copper Wire | #12/3 Multi-Neutral Alum MC Cable | M
98010005500 | BX and MC Cable | 1.12 | 15% | 1.29 | 0.0275 | Copper Wire | #12/2 Multi-Neutral Alum MC Cable | M
98010005315 | BX and MC Cable | 12.72 | 15% | 14.63 | 0.0925 | Copper Wire | #2/0-3 Stranded Jacketed MC Cable | M
98010005305 | BX and MC Cable | 11.06 | 15% | 12.72 | 0.085 | Copper Wire | #1/0-3 Stranded Jacketed MC Cable | M
98010005295 | BX and MC Cable | 9.63 | 15% | 11.07 | 0.0775 | Copper Wire | #1/3 Stranded Jacketed MC Cable | M
98010002329 | BX and MC Cable | 8.79 | 15% | 10.11 | 0.065 | Copper Wire | #3/4 Stranded Jacketed MC Cable | M
98010002328 | BX and MC Cable | 7.03 | 15% | 8.08 | 0.055 | Copper Wire | #3/3 Stranded Jacketed MC Cable | M
98010002327 | BX and MC Cable | 8.99 | 15% | 10.34 | 0.08 | Copper Wire | #2/4 Stranded Jacketed MC Cable | M
98010002326 | BX and MC Cable | 8.37 | 15% | 9.63 | 0.0725 | Copper Wire | #2/3 Stranded Jacketed MC Cable | M
98010002325 | BX and MC Cable | 8.01 | 15% | 9.21 | 0.06 | Copper Wire | #4/4 Stranded Jacketed MC Cable | M
98010002324 | BX and MC Cable | 5.88 | 15% | 6.76 | 0.05 | Copper Wire | #4/3 Stranded Jacketed MC Cable | M
98010002321 | BX and MC Cable | 5.48 | 15% | 6.3 | 0.0475 | Copper Wire | #6/4 Stranded Jacketed MC Cable | M
98010002320 | BX and MC Cable | 4.69 | 15% | 5.39 | 0.045 | Copper Wire | #6/3 Stranded Jacketed MC Cable | M
98010002319 | BX and MC Cable | 3.86 | 15% | 4.44 | 0.045 | Copper Wire | #6/2 Stranded Jacketed MC Cable | M
98010002317 | BX and MC Cable | 4.61 | 15% | 5.3 | 0.0425 | Copper Wire | #8/4 Stranded Jacketed MC Cable | M
98010002316 | BX and MC Cable | 3.53 | 15% | 4.06 | 0.0375 | Copper Wire | #8/3 Stranded Jacketed MC Cable | M
98010002315 | BX and MC Cable | 2.49 | 15% | 2.86 | 0.0375 | Copper Wire | #8/2 Stranded Jacketed MC Cable | M
98010002010 | BX and MC Cable | 1.78 | 15% | 2.05 | 0.0375 | Copper Wire | #12/3 Multi-Neutral Steel MC Cable | M
98010002005 | BX and MC Cable | 1.24 | 15% | 1.43 | 0.03 | Copper Wire | #12/2 Multi-Neutral Steel MC Cable | M
98010001928 | BX and MC Cable | 5.62 | 15% | 6.46 | 0.055 | Copper Wire | #10/16 Steel Home Run MC Cable | M
98010001927 | BX and MC Cable | 4.27 | 15% | 4.91 | 0.055 | Copper Wire | #10/12 Steel Home Run MC Cable | M
98010001922 | BX and MC Cable | 8.9 | 15% | 10.24 | 0.0725 | Copper Wire | #10/24 Steel Home Run MC Cable | M
98010001911 | BX and MC Cable | 3 | 15% | 3.45 | 0.035 | Copper Wire | #10/6 Steel Home Run MC Cable | M
98010001905 | BX and MC Cable | 3.19 | 15% | 3.67 | 0.0425 | Copper Wire | #10/8 Steel Home Run MC Cable | M
98010001902 | BX and MC Cable | 2.04 | 15% | 2.35 | 0.0325 | Copper Wire | #12/8 Steel Home Run MC Cable | M
98010001901 | BX and MC Cable | 1.98 | 15% | 2.28 | 0.0275 | Copper Wire | #12/6 Steel Home Run MC Cable | M
98010001881 | BX and MC Cable | 1.93 | 15% | 2.22 | 0.0325 | Copper Wire | #14/4 Pair THHN F/A MC Cable | M
98010001860 | BX and MC Cable | 0.97 | 15% | 1.12 | 0.0175 | Copper Wire | #16/2 Pair TFN F/A MC Cable | M
98010001859 | BX and MC Cable | 1.92 | 15% | 2.21 | 0.0325 | Copper Wire | #12/2 Pair THHN F/A MC Cable | M
98010001850 | BX and MC Cable | 0.73 | 15% | 0.84 | 0.015 | Copper Wire | #18/2 Pair TFN F/A MC Cable | M
98010001843 | BX and MC Cable | 1.55 | 15% | 1.78 | 0.0225 | Copper Wire | #16/4 Pair TFN F/A MC Cable | M
98010001840 | BX and MC Cable | 2 | 15% | 2.3 | 0.0325 | Copper Wire | #12/4 THHN FA/Control MC Cable | M
98010001837 | BX and MC Cable | 1.41 | 15% | 1.62 | 0.025 | Copper Wire | #14/4 THHN FA/Control MC Cable | M
98010001835 | BX and MC Cable | 1.46 | 15% | 1.68 | 0.025 | Copper Wire | #12/2 THHN FA/Control MC Cable | M
98010001834 | BX and MC Cable | 0.97 | 15% | 1.12 | 0.02 | Copper Wire | #14/2 THHN FA/Control MC Cable | M
98010001829 | BX and MC Cable | 1.5 | 15% | 1.73 | 0.0325 | Copper Wire | #18/2&14/2 Pair TFN F/A MC Cable | M
98010001828 | BX and MC Cable | 1.52 | 15% | 1.75 | 0.0225 | Copper Wire | #14/2 Pair THHN F/A MC Cable | M
98010001823 | BX and MC Cable | 2.29 | 15% | 2.63 | 0.0275 | Copper Wire | #14/6 THHN FA/Control MC Cable | M
98010001822 | BX and MC Cable | 2.78 | 15% | 3.2 | 0.0325 | Copper Wire | #14/8 THHN FA/Control MC Cable | M
98010001817 | BX and MC Cable | 1.94 | 15% | 2.23 | 0.025 | Copper Wire | #16/8 TFN FA/Control MC Cable | M
98010001815 | BX and MC Cable | 1.65 | 15% | 1.9 | 0.0225 | Copper Wire | #16/6 TFN FA/Control MC Cable | M
98010001813 | BX and MC Cable | 1.14 | 15% | 1.31 | 0.02 | Copper Wire | #16/4 TFN FA/Control MC Cable | M
98010001810 | BX and MC Cable | 0.67 | 15% | 0.77 | 0.0175 | Copper Wire | #16/2 TFN FA/Control MC Cable | M
98010001807 | BX and MC Cable | 1.1 | 15% | 1.27 | 0.0225 | Copper Wire | #18/8 TFN FA/Control MC Cable | M
98010001805 | BX and MC Cable | 0.93 | 15% | 1.07 | 0.02 | Copper Wire | #18/6 TFN FA/Control MC Cable | M
98010001803 | BX and MC Cable | 0.66 | 15% | 0.76 | 0.0175 | Copper Wire | #18/4 TFN FA/Control MC Cable | M
98010001801 | BX and MC Cable | 0.6 | 15% | 0.69 | 0.015 | Copper Wire | #18/2 TFN FA/Control MC Cable | M
98010001754 | BX and MC Cable | 11.03 | 15% | 12.68 | 0.1 | Copper Wire | #2/0-4 Stranded Steel MC Cable | M
98010001753 | BX and MC Cable | 8.08 | 15% | 9.29 | 0.085 | Copper Wire | #2/0-3 Stranded Steel MC Cable | M
98010001751 | BX and MC Cable | 9.4 | 15% | 10.81 | 0.0925 | Copper Wire | #1/0-4 Stranded Steel MC Cable | M
98010001750 | BX and MC Cable | 7.02 | 15% | 8.07 | 0.08 | Copper Wire | #1/0-3 Stranded Steel MC Cable | M
98010001744 | BX and MC Cable | 15.74 | 15% | 18.1 | 0.1325 | Copper Wire | #4/0-4 Stranded Steel MC Cable | M
98010001743 | BX and MC Cable | 12.3 | 15% | 14.15 | 0.115 | Copper Wire | #4/0-3 Stranded Steel MC Cable | M
98010001741 | BX and MC Cable | 13.21 | 15% | 15.19 | 0.115 | Copper Wire | #3/0-4 Stranded Steel MC Cable | M
98010001740 | BX and MC Cable | 10.4 | 15% | 11.96 | 0.1 | Copper Wire | #3/0-3 Stranded Steel MC Cable | M
98010001413 | BX and MC Cable | 4.32 | 15% | 4.97 | 0.0425 | Copper Wire | #8/4 Solid Steel AC Cable | M
98010001412 | BX and MC Cable | 3.07 | 15% | 3.53 | 0.0375 | Copper Wire | #8/3 Solid Steel AC Cable | M
98010001411 | BX and MC Cable | 2.06 | 15% | 2.37 | 0.0325 | Copper Wire | #8/2 Solid Steel AC Cable | M
SO200 | Cable Tray | 1.14 | 15% | 1.31 | 0.025 | Cope | 6" F/Glass Cable Tray Stand Off | E
RGBS3 | Cable Tray | 1.48 | 15% | 1.7 | 0.0125 | Cope | 6" F/Glass Cable Tray Barrier | E
NDR1 | Cable Tray | 0.07 | 15% | 0.08 | 0.0125 | Cope | 6" F/Glass Cable Tray Nylon Rivet | E
LS12 | Cable Tray | 3.37 | 15% | 3.88 | 0.125 | Cope | 6" F/Glass Cable Tray Splice Plate | E
LF400 | Cable Tray | 4.25 | 15% | 4.89 | 0.3125 | Cope | 6" F/Glass Cable Tray Floor Flange | E
LCX3624 | Cable Tray | 126.9 | 15% | 145.94 | 1.375 | Cope | 36" F/Glass Cable Tray Horizontal X | E
LCX3024 | Cable Tray | 118.46 | 15% | 136.23 | 1.25 | Cope | 30" F/Glass Cable Tray Horizontal X | E
LCX2424 | Cable Tray | 106.31 | 15% | 122.26 | 1.25 | Cope | 24" F/Glass Cable Tray Horizontal X | E
LCX1824 | Cable Tray | 97.87 | 15% | 112.55 | 1.125 | Cope | 18" F/Glass Cable Tray Horizontal X | E
LCX1224 | Cable Tray | 89.43 | 15% | 102.84 | 1.125 | Cope | 12" F/Glass Cable Tray Horizontal X | E
LCX0924 | Cable Tray | 84.37 | 15% | 97.03 | 1 | Cope | 9" F/Glass Cable Tray Horizontal X | E
LCX0624 | Cable Tray | 79.31 | 15% | 91.21 | 1 | Cope | 6" F/Glass Cable Tray Horizontal X | E
LCV90O3624 | Cable Tray | 50.62 | 15% | 58.21 | 0.5 | Cope | 36" F/Glass Cable Tray External 90 | E
LCV90O3024 | Cable Tray | 47.92 | 15% | 55.11 | 0.4375 | Cope | 30" F/Glass Cable Tray External 90 | E
LCV90O2424 | Cable Tray | 50.28 | 15% | 57.82 | 0.4375 | Cope | 24" F/Glass Cable Tray External 90 | E
LCV90O1824 | Cable Tray | 43.53 | 15% | 50.06 | 0.375 | Cope | 18" F/Glass Cable Tray External 90 | E
LCV90O1224 | Cable Tray | 41.51 | 15% | 47.74 | 0.3125 | Cope | 12" F/Glass Cable Tray External 90 | E
LCV90O0924 | Cable Tray | 39.82 | 15% | 45.79 | 0.25 | Cope | 9" F/Glass Cable Tray External 90 | E
LCV90O0624 | Cable Tray | 39.15 | 15% | 45.02 | 0.25 | Cope | 6" F/Glass Cable Tray External 90 | E
LCV90I3624 | Cable Tray | 50.62 | 15% | 58.21 | 0.5 | Cope | 36" F/Glass Cable Tray Internal 90 | E
LCV90I3024 | Cable Tray | 47.92 | 15% | 55.11 | 0.4375 | Cope | 30" F/Glass Cable Tray Internal 90 | E
LCV90I2424 | Cable Tray | 45.56 | 15% | 52.39 | 0.4375 | Cope | 24" F/Glass Cable Tray Internal 90 | E
LCV90I1824 | Cable Tray | 43.53 | 15% | 50.06 | 0.375 | Cope | 18" F/Glass Cable Tray Internal 90 | E
LCV90I1224 | Cable Tray | 41.51 | 15% | 47.74 | 0.3125 | Cope | 12" F/Glass Cable Tray Internal 90 | E
LCV90I0924 | Cable Tray | 39.82 | 15% | 45.79 | 0.25 | Cope | 9" F/Glass Cable Tray Internal 90 | E
LCV90I0624 | Cable Tray | 39.15 | 15% | 45.02 | 0.25 | Cope | 6" F/Glass Cable Tray Internal 90 | E
LCV45O36 | Cable Tray | 39.82 | 15% | 45.79 | 0.5 | Cope | 36" F/Glass Cable Tray External 45 | E
LCV45O30 | Cable Tray | 37.8 | 15% | 43.47 | 0.4375 | Cope | 30" F/Glass Cable Tray External 45 | E
LCV45O24 | Cable Tray | 36.45 | 15% | 41.92 | 0.4375 | Cope | 24" F/Glass Cable Tray External 45 | E
LCV45O18 | Cable Tray | 35.1 | 15% | 40.37 | 0.375 | Cope | 18" F/Glass Cable Tray External 45 | E
LCV45O12 | Cable Tray | 33.07 | 15% | 38.03 | 0.3125 | Cope | 12" F/Glass Cable Tray External 45 | E
LCV45O09 | Cable Tray | 32.4 | 15% | 37.26 | 0.25 | Cope | 9" F/Glass Cable Tray External 45 | E
LCV45O06 | Cable Tray | 31.38 | 15% | 36.09 | 0.25 | Cope | 6" F/Glass Cable Tray External 45 | E
LCV45I36 | Cable Tray | 39.82 | 15% | 45.79 | 0.5 | Cope | 36" F/Glass Cable Tray Internal 45 | E
LCV45I30 | Cable Tray | 37.8 | 15% | 43.47 | 0.4375 | Cope | 30" F/Glass Cable Tray Internal 45 | E
LCV45I24 | Cable Tray | 36.45 | 15% | 41.92 | 0.4375 | Cope | 24" F/Glass Cable Tray Internal 45 | E
LCV45I18 | Cable Tray | 35.1 | 15% | 40.37 | 0.375 | Cope | 18" F/Glass Cable Tray Internal 45 | E
LCV45I12 | Cable Tray | 33.07 | 15% | 38.03 | 0.3125 | Cope | 12" F/Glass Cable Tray Internal 45 | E
LCV45I09 | Cable Tray | 32.4 | 15% | 37.26 | 0.25 | Cope | 9" F/Glass Cable Tray Internal 45 | E
LCV45I06 | Cable Tray | 31.38 | 15% | 36.09 | 0.25 | Cope | 6" F/Glass Cable Tray Internal 45 | E
LCV30O36 | Cable Tray | 51.63 | 15% | 59.37 | 0.5 | Cope | 36" F/Glass Cable Tray External 30 | E
LCV30O30 | Cable Tray | 47.92 | 15% | 55.11 | 0.4375 | Cope | 30" F/Glass Cable Tray External 30 | E
LCV30O24 | Cable Tray | 48.93 | 15% | 56.27 | 0.4375 | Cope | 24" F/Glass Cable Tray External 30 | E
LCV30O18 | Cable Tray | 46.91 | 15% | 53.95 | 0.375 | Cope | 18" F/Glass Cable Tray External 30 | E
LCV30O12 | Cable Tray | 45.56 | 15% | 52.39 | 0.3125 | Cope | 12" F/Glass Cable Tray External 30 | E
LCV30O09 | Cable Tray | 42.86 | 15% | 49.29 | 0.25 | Cope | 9" F/Glass Cable Tray External 30 | E
LCV30O06 | Cable Tray | 42.86 | 15% | 49.29 | 0.25 | Cope | 6" F/Glass Cable Tray External 30 | E
LCV30I36 | Cable Tray | 51.63 | 15% | 59.37 | 0.5 | Cope | 36" F/Glass Cable Tray Internal 30 | E
LCV30I30 | Cable Tray | 50.28 | 15% | 57.82 | 0.4375 | Cope | 30" F/Glass Cable Tray Internal 30 | E
LCV30I24 | Cable Tray | 48.93 | 15% | 56.27 | 0.4375 | Cope | 24" F/Glass Cable Tray Internal 30 | E
LCV30I18 | Cable Tray | 46.91 | 15% | 53.95 | 0.375 | Cope | 18" F/Glass Cable Tray Internal 30 | E
LCV30I12 | Cable Tray | 46.57 | 15% | 53.56 | 0.3125 | Cope | 12" F/Glass Cable Tray Internal 30 | E
LCV30I09 | Cable Tray | 42.86 | 15% | 49.29 | 0.25 | Cope | 9" F/Glass Cable Tray Internal 30 | E
LCV30I06 | Cable Tray | 42.86 | 15% | 49.29 | 0.25 | Cope | 6" F/Glass Cable Tray Internal 30 | E
LCT3624 | Cable Tray | 109.01 | 15% | 125.36 | 1 | Cope | 36" F/Glass Cable Tray Horizontal T | E
LCT3024 | Cable Tray | 101.25 | 15% | 116.44 | 0.875 | Cope | 30" F/Glass Cable Tray Horizontal T | E
LCT2424 | Cable Tray | 92.47 | 15% | 106.34 | 0.875 | Cope | 24" F/Glass Cable Tray Horizontal T | E
LCT1824 | Cable Tray | 84.37 | 15% | 97.03 | 0.8125 | Cope | 18" F/Glass Cable Tray Horizontal T | E
LCT1224 | Cable Tray | 76.61 | 15% | 88.1 | 0.8125 | Cope | 12" F/Glass Cable Tray Horizontal T | E
LCT0924 | Cable Tray | 72.56 | 15% | 83.44 | 0.625 | Cope | 9" F/Glass Cable Tray Horizontal T | E
LCT0624 | Cable Tray | 68.51 | 15% | 78.79 | 0.625 | Cope | 6" F/Glass Cable Tray Horizontal T | E
LCRS3630 | Cable Tray | 69.86 | 15% | 80.34 | 0.375 | Cope | 36"-30" F/Glass Cable Tray Reducer | E
LCRS3624 | Cable Tray | 68.51 | 15% | 78.79 | 0.375 | Cope | 36"-24" F/Glass Cable Tray Reducer | E
LCRS3618 | Cable Tray | 71.21 | 15% | 81.89 | 0.375 | Cope | 36"-18" F/Glass Cable Tray Reducer | E
LCRS3612 | Cable Tray | 73.57 | 15% | 84.61 | 0.375 | Cope | 36"-12" F/Glass Cable Tray Reducer | E
LCRS3609 | Cable Tray | 77.28 | 15% | 88.87 | 0.375 | Cope | 36"-9" F/Glass Cable Tray Reducer | E
LCRS3024 | Cable Tray | 70.53 | 15% | 81.11 | 0.3125 | Cope | 30"-24" F/Glass Cable Tray Reducer | E
LCRS3018 | Cable Tray | 70.2 | 15% | 80.73 | 0.3125 | Cope | 30"-18" F/Glass Cable Tray Reducer | E
LCRS3012 | Cable Tray | 64.8 | 15% | 74.52 | 0.3125 | Cope | 30"-12" F/Glass Cable Tray Reducer | E
LCRS3009 | Cable Tray | 73.57 | 15% | 84.61 | 0.3125 | Cope | 30"-9" F/Glass Cable Tray Reducer | E
LCRS2418 | Cable Tray | 95.85 | 15% | 110.23 | 0.3125 | Cope | 24"-18" F/Glass Cable Tray Reducer | E
LCRS2412 | Cable Tray | 68.51 | 15% | 78.79 | 0.3125 | Cope | 24"-12" F/Glass Cable Tray Reducer | E
LCRS2409 | Cable Tray | 68.51 | 15% | 78.79 | 0.3125 | Cope | 24"-9" F/Glass Cable Tray Reducer | E
LCRS2406 | Cable Tray | 68.51 | 15% | 78.79 | 0.3125 | Cope | 24"-6" F/Glass Cable Tray Reducer | E
LCRS1812 | Cable Tray | 59.06 | 15% | 67.92 | 0.25 | Cope | 18"-12" F/Glass Cable Tray Reducer | E
LCRS1809 | Cable Tray | 57.37 | 15% | 65.98 | 0.25 | Cope | 18"-9" F/Glass Cable Tray Reducer | E
LCRS1806 | Cable Tray | 57.37 | 15% | 65.98 | 0.25 | Cope | 18"-6" F/Glass Cable Tray Reducer | E
LCRS1209 | Cable Tray | 62.1 | 15% | 71.42 | 0.25 | Cope | 12"-9" F/Glass Cable Tray Reducer | E
LCRS1206 | Cable Tray | 62.1 | 15% | 71.42 | 0.25 | Cope | 12"-6" F/Glass Cable Tray Reducer | E
LCH903624 | Cable Tray | 55.01 | 15% | 63.26 | 0.5 | Cope | 36" F/Glass Cable Tray Horz 90 | E
LCH903024 | Cable Tray | 52.31 | 15% | 60.16 | 0.4375 | Cope | 30" F/Glass Cable Tray Horz 90 | E
LCH902424 | Cable Tray | 50.28 | 15% | 57.82 | 0.4375 | Cope | 24" F/Glass Cable Tray Horz 90 | E
LCH901824 | Cable Tray | 47.25 | 15% | 54.34 | 0.375 | Cope | 18" F/Glass Cable Tray Horz 90 | E
LCH901224 | Cable Tray | 45.56 | 15% | 52.39 | 0.3125 | Cope | 12" F/Glass Cable Tray Horz 90 | E
LCH900924 | Cable Tray | 44.88 | 15% | 51.61 | 0.25 | Cope | 9" F/Glass Cable Tray Horizontal 90 | E
LCH900624 | Cable Tray | 43.87 | 15% | 50.45 | 0.25 | Cope | 6" F/Glass Cable Tray Horizontal 90 | E
LCH4536 | Cable Tray | 55.01 | 15% | 63.26 | 0.5 | Cope | 36" F/Glass Cable Tray Horz 45 | E
LCH4530 | Cable Tray | 52.31 | 15% | 60.16 | 0.4375 | Cope | 30" F/Glass Cable Tray Horz 45 | E
LCH4524 | Cable Tray | 50.28 | 15% | 57.82 | 0.4375 | Cope | 24" F/Glass Cable Tray Horz 45 | E
LCH4518 | Cable Tray | 47.25 | 15% | 54.34 | 0.375 | Cope | 18" F/Glass Cable Tray Horz 45 | E
LCH4512 | Cable Tray | 45.56 | 15% | 52.39 | 0.3125 | Cope | 12" F/Glass Cable Tray Horz 45 | E
LCH4509 | Cable Tray | 44.88 | 15% | 51.61 | 0.25 | Cope | 9" F/Glass Cable Tray Horizontal 45 | E
LCH4506 | Cable Tray | 43.87 | 15% | 50.45 | 0.25 | Cope | 6" F/Glass Cable Tray Horizontal 45 | E
LCH3036 | Cable Tray | 55.01 | 15% | 63.26 | 0.5 | Cope | 36" F/Glass Cable Tray Horz 30 | E
LCH3030 | Cable Tray | 52.31 | 15% | 60.16 | 0.4375 | Cope | 30" F/Glass Cable Tray Horz 30 | E
LCH3024 | Cable Tray | 50.28 | 15% | 57.82 | 0.4375 | Cope | 24" F/Glass Cable Tray Horz 30 | E
LCH3018 | Cable Tray | 47.25 | 15% | 54.34 | 0.375 | Cope | 18" F/Glass Cable Tray Horz 30 | E
LCH3012 | Cable Tray | 45.56 | 15% | 52.39 | 0.3125 | Cope | 12" F/Glass Cable Tray Horz 30 | E
LCH3009 | Cable Tray | 44.88 | 15% | 51.61 | 0.25 | Cope | 9" F/Glass Cable Tray Horizontal 30 | E
LCH3006 | Cable Tray | 43.87 | 15% | 50.45 | 0.25 | Cope | 6" F/Glass Cable Tray Horizontal 30 | E
LC361210 | Cable Tray | 14.51 | 15% | 16.69 | 0.075 | Cope | 1Ft of 36" F/Glass Cable Tray | E
LC301210 | Cable Tray | 13.5 | 15% | 15.53 | 0.0625 | Cope | 1Ft of 30" F/Glass Cable Tray | E
LC241210 | Cable Tray | 12.48 | 15% | 14.35 | 0.0625 | Cope | 1Ft of 24" F/Glass Cable Tray | E
LC181210 | Cable Tray | 10.12 | 15% | 11.64 | 0.05 | Cope | 1Ft of 18" F/Glass Cable Tray | E
LC121210 | Cable Tray | 9.78 | 15% | 11.25 | 0.0375 | Cope | 1Ft of 12" F/Glass Cable Tray | E
LC091210 | Cable Tray | 9.11 | 15% | 10.48 | 0.025 | Cope | 1Ft of 9" F/Glass Cable Tray | E
LC061210 | Cable Tray | 8.5 | 15% | 9.78 | 0.025 | Cope | 1Ft of 6" F/Glass Cable Tray | E
HDBLTNT | Cable Tray | 2.22 | 15% | 2.55 | 0.025 | Cope | 6" F/Glass Cable Tray Hold Down | E
EPL36 | Cable Tray | 9.11 | 15% | 10.48 | 0.125 | Cope | 36" F/Glass Cable Tray End Plate | E
EPL30 | Cable Tray | 8.1 | 15% | 9.32 | 0.125 | Cope | 30" F/Glass Cable Tray End Plate | E
EPL24 | Cable Tray | 7.08 | 15% | 8.14 | 0.125 | Cope | 24" F/Glass Cable Tray End Plate | E
EPL18 | Cable Tray | 5.73 | 15% | 6.59 | 0.125 | Cope | 18" F/Glass Cable Tray End Plate | E
EPL12 | Cable Tray | 4.72 | 15% | 5.43 | 0.125 | Cope | 12" F/Glass Cable Tray End Plate | E
EPL09 | Cable Tray | 3.03 | 15% | 3.48 | 0.125 | Cope | 9" F/Glass Cable Tray End Plate | E
EPL06 | Cable Tray | 2.66 | 15% | 3.06 | 0.125 | Cope | 6" F/Glass Cable Tray End Plate | E
DO36 | Cable Tray | 18.22 | 15% | 20.95 | 0.5 | Cope | 36" F/Glass Cable Tray Drop Out | E
DO30 | Cable Tray | 15.52 | 15% | 17.85 | 0.5 | Cope | 30" F/Glass Cable Tray Drop Out | E
DO24 | Cable Tray | 13.5 | 15% | 15.53 | 0.5 | Cope | 24" F/Glass Cable Tray Drop Out | E
DO18 | Cable Tray | 9.78 | 15% | 11.25 | 0.5 | Cope | 18" F/Glass Cable Tray Drop Out | E
DO12 | Cable Tray | 7.08 | 15% | 8.14 | 0.5 | Cope | 12" F/Glass Cable Tray Drop Out | E
DO09 | Cable Tray | 5.73 | 15% | 6.59 | 0.5 | Cope | 9" F/Glass Cable Tray Drop Out | E
DO06 | Cable Tray | 4.62 | 15% | 5.31 | 0.5 | Cope | 6" F/Glass Cable Tray Drop Out | E
CTCE36 | Cable Tray | 11.81 | 15% | 13.58 | 0.0125 | Cope | 36" F/Glass Cable Tray Cover | E
CTCE30 | Cable Tray | 8.77 | 15% | 10.09 | 0.0125 | Cope | 30" F/Glass Cable Tray Cover | E
CTCE24 | Cable Tray | 6.75 | 15% | 7.76 | 0.0125 | Cope | 24" F/Glass Cable Tray Cover | E
CTCE18 | Cable Tray | 5.73 | 15% | 6.59 | 0.0125 | Cope | 18" F/Glass Cable Tray Cover | E
CTCE12 | Cable Tray | 4.05 | 15% | 4.66 | 0.0125 | Cope | 12" F/Glass Cable Tray Cover | E
CTCE09 | Cable Tray | 3 | 15% | 3.45 | 0.0125 | Cope | 9" F/Glass Cable Tray Cover | E
CTCE06 | Cable Tray | 2.29 | 15% | 2.63 | 0.0125 | Cope | 6" F/Glass Cable Tray Cover | E
CTB36 | Cable Tray | 29.02 | 15% | 33.37 | 0.125 | Cope | 36" F/Glass Cable Tray Wall Bracket | E
CTB30 | Cable Tray | 25.65 | 15% | 29.5 | 0.125 | Cope | 30" F/Glass Cable Tray Wall Bracket | E
CTB24 | Cable Tray | 23.28 | 15% | 26.77 | 0.125 | Cope | 24" F/Glass Cable Tray Wall Bracket | E
CTB18 | Cable Tray | 20.92 | 15% | 24.06 | 0.125 | Cope | 18" F/Glass Cable Tray Wall Bracket | E
CTB12 | Cable Tray | 17.88 | 15% | 20.56 | 0.125 | Cope | 12" F/Glass Cable Tray Wall Bracket | E
CTB09 | Cable Tray | 16.87 | 15% | 19.4 | 0.125 | Cope | 9" F/Glass Cable Tray Wall Bracket | E
CTB06 | Cable Tray | 16.2 | 15% | 18.63 | 0.125 | Cope | 6" F/Glass Cable Tray Wall Bracket | E
78000081867 | Cable Tray | 1.98 | 15% | 2.28 | 0.125 | Generic | 6" Alum CableTray Square Clip | E
78000081866 | Cable Tray | 3.76 | 15% | 4.32 | 0.125 | Generic | 6" Alum CableTray Z-Clip | E
78000081855 | Cable Tray | 14.34 | 15% | 16.49 | 0.4375 | Generic | 6" Alum CableTray Expansion Joint | E
78000081854 | Cable Tray | 5.4 | 15% | 6.21 | 0.25 | Generic | 6" Alum CableTray Standard Splice | E
78000081853 | Cable Tray | 15.4 | 15% | 17.71 | 0.25 | Generic | 6" Alum CableTray Vertical Splice | E
78000081852 | Cable Tray | 31.98 | 15% | 36.78 | 0.25 | Generic | 6" Alum CableTray Horizontal Splice | E
78000081851 | Cable Tray | 15.4 | 15% | 17.71 | 0.25 | Generic | 18" Alum CableTray Reducer Splice | E
78000081850 | Cable Tray | 12.1 | 15% | 13.92 | 0.25 | Generic | 12" Alum CableTray Reducer Splice | E
78000081849 | Cable Tray | 6.16 | 15% | 7.08 | 0.125 | Generic | 6" Alum CableTray Hanger Clip | E
78000081847 | Cable Tray | 5.4 | 15% | 6.21 | 2.25 | Generic | 6" Alum CableTray Box Connector | E
78000081846 | Cable Tray | 12.1 | 15% | 13.92 | 0.25 | Generic | 24" Al CableTray Blind End | E
78000081845 | Cable Tray | 12.1 | 15% | 13.92 | 0.25 | Generic | 12" Alum CableTray Blind End | E
78000081844 | Cable Tray | 11 | 15% | 12.65 | 0.375 | Generic | 24" Al CableTray Dropout | E
78000081843 | Cable Tray | 7.72 | 15% | 8.88 | 0.375 | Generic | 12" Alum CableTray Dropout | E
78000081841 | Cable Tray | 25.38 | 15% | 29.19 | 0.125 | Generic | 24" Alum Cable Tray Trapeze | E
78000081839 | Cable Tray | 16.64 | 15% | 19.14 | 0.125 | Generic | 12" Alum Cable Tray Trapeze | E
78000081829 | Cable Tray | 14.34 | 15% | 16.49 | 0.1 | Generic | Alum Cable Tray 10Ft Rod | E
78000081827 | Cable Tray | 12.1 | 15% | 13.92 | 0.0625 | Generic | Alum Cable Tray 6Ft Rod | E
78000081825 | Cable Tray | 7.24 | 15% | 8.33 | 0.0625 | Generic | Alum Cable Tray Beam Clamp | E
78000081815 | Cable Tray | 148.32 | 15% | 170.57 | 1.25 | Generic | 24" Al CableTray Tee | E
78000081809 | Cable Tray | 136.78 | 15% | 157.3 | 1.25 | Generic | 12" Alum CableTray Tee | E
78000081807 | Cable Tray | 65.92 | 15% | 75.81 | 0.5625 | Generic | 24" Al CableTray Inside 90 | E
78000081805 | Cable Tray | 62.62 | 15% | 72.01 | 0.5625 | Generic | 12" Alum CableTray Inside 90 | E
78000081795 | Cable Tray | 65.92 | 15% | 75.81 | 0.5625 | Generic | 24" Al CableTray Outside 90 | E
78000081789 | Cable Tray | 62.62 | 15% | 72.01 | 0.5625 | Generic | 12" Alum CableTray Outside 90 | E
78000081787 | Cable Tray | 82.4 | 15% | 94.76 | 0.5625 | Generic | 24" Al CableTray Flat 90 | E
78000081785 | Cable Tray | 68.22 | 15% | 78.45 | 0.5625 | Generic | 12" Alum CableTray Flat 90 | E
78000008589 | Cable Tray | 228.74 | 15% | 263.05 | 1.75 | Generic | 24" Al CableTray Cross | E
78000008588 | Cable Tray | 222.16 | 15% | 255.48 | 2 | Generic | 18" Alum CableTray Cross | E
78000008511 | Cable Tray | 211.28 | 15% | 242.97 | 1.75 | Generic | 12" Alum CableTray Cross | E
78000008506 | Cable Tray | 202.7 | 15% | 233.11 | 1.5 | Generic | 6" Alum CableTray Cross | E
78000008481 | Cable Tray | 10.22 | 15% | 11.75 | 0.05 | Generic | 1Ft Alum CableTray-6" | E
78000008479 | Cable Tray | 61.64 | 15% | 70.89 | 0.4375 | Generic | 6" Alum CableTray Inside 90 | E
78000008478 | Cable Tray | 11 | 15% | 12.65 | 0.375 | Generic | 18" Alum CableTray Dropout | E
78000006831 | Cable Tray | 67.24 | 15% | 77.33 | 0.4375 | Generic | 6" Alum CableTray Flat 90 | E
78000006825 | Cable Tray | 12.76 | 15% | 14.67 | 0.25 | Generic | 18" Alum CableTray Blind End | E
78000006823 | Cable Tray | 146.34 | 15% | 168.29 | 1.375 | Generic | 18" Alum CableTray Tee | E
78000006821 | Cable Tray | 64.92 | 15% | 74.66 | 0.625 | Generic | 18" Alum CableTray Inside 90 | E
78000006819 | Cable Tray | 64.92 | 15% | 74.66 | 0.625 | Generic | 18" Alum CableTray Outside 90 | E
78000006817 | Cable Tray | 80.42 | 15% | 92.48 | 0.625 | Generic | 18" Alum CableTray Flat 90 | E
78000006815 | Cable Tray | 11.44 | 15% | 13.16 | 0.0875 | Generic | 1Ft Al CableTray-18" | E
78000006814 | Cable Tray | 6.06 | 15% | 6.97 | 0.375 | Generic | 6" Alum CableTray Dropout | E
78000006813 | Cable Tray | 12.1 | 15% | 13.92 | 0.25 | Generic | 6" Alum CableTray Blind End | E
78000006811 | Cable Tray | 131.18 | 15% | 150.86 | 1.125 | Generic | 6" Alum CableTray Tee | E
78000006809 | Cable Tray | 61.64 | 15% | 70.89 | 0.4375 | Generic | 6" Alum CableTray Outside 90 | E
78000001618 | Cable Tray | 1.36 | 15% | 1.56 | 0.025 | Generic | Alum Cable Tray Strut Nut | E
78000001617 | Cable Tray | 0.22 | 15% | 0.25 | 0.0375 | Generic | Alum Cable Tray 1-1/2" Bolt | E
78000001615 | Cable Tray | 0.1 | 15% | 0.12 | 0.025 | Generic | Alum Cable Tray Hex Nut | E
78000001610 | Cable Tray | 12.36 | 15% | 14.21 | 0.0625 | Generic | 1Ft Al CableTray-24" | E
78000001609 | Cable Tray | 10.88 | 15% | 12.51 | 0.0625 | Generic | 1Ft Alum CableTray-12" | E
98010097526 | Copper Wire 600V | 29.35 | 15% | 33.75 | 0.35 | Copper Wire | 4/C #750 600V XLP Copper Cable | M
98010097513 | Copper Wire 600V | 22.01 | 15% | 25.31 | 0.3 | Copper Wire | 3/C #750 600V XLP Copper Cable | M
98010095025 | Copper Wire 600V | 21.85 | 15% | 25.13 | 0.275 | Copper Wire | 4/C #500 600V XLP Copper Cable | M
98010095012 | Copper Wire 600V | 16.39 | 15% | 18.85 | 0.225 | Copper Wire | 3/C #500 600V XLP Copper Cable | M
98010094022 | Copper Wire 600V | 11.46 | 15% | 13.18 | 0.125 | Copper Wire | 4/C #4/0 600V XLP Copper Cable | M
98010094009 | Copper Wire 600V | 8.6 | 15% | 9.89 | 0.1 | Copper Wire | 3/C #4/0 600V XLP Copper Cable | M
98010093524 | Copper Wire 600V | 15.43 | 15% | 17.74 | 0.2 | Copper Wire | 4/C #350 600V XLP Copper Cable | M
98010093511 | Copper Wire 600V | 11.57 | 15% | 13.31 | 0.1625 | Copper Wire | 3/C #350 600V XLP Copper Cable | M
98010093021 | Copper Wire 600V | 9.12 | 15% | 10.49 | 0.1 | Copper Wire | 4/C #3/0 600V XLP Copper Cable | M
98010093008 | Copper Wire 600V | 6.85 | 15% | 7.88 | 0.0875 | Copper Wire | 3/C #3/0 600V XLP Copper Cable | M
98010092523 | Copper Wire 600V | 13.59 | 15% | 15.63 | 0.15 | Copper Wire | 4/C #250 600V XLP Copper Cable | M
98010092510 | Copper Wire 600V | 10.12 | 15% | 11.64 | 0.125 | Copper Wire | 3/C #250 600V XLP Copper Cable | M
98010092020 | Copper Wire 600V | 8.18 | 15% | 9.41 | 0.0875 | Copper Wire | 4/C #2/0 600V XLP Copper Cable | M
98010092007 | Copper Wire 600V | 6.14 | 15% | 7.06 | 0.075 | Copper Wire | 3/C #2/0 600V XLP Copper Cable | M
98010091019 | Copper Wire 600V | 6.53 | 15% | 7.51 | 0.075 | Copper Wire | 4/C #1/0 600V XLP Copper Cable | M
98010091006 | Copper Wire 600V | 4.9 | 15% | 5.64 | 0.0625 | Copper Wire | 3/C #1/0 600V XLP Copper Cable | M
98010090814 | Copper Wire 600V | 1.08 | 15% | 1.24 | 0.025 | Copper Wire | 4/C #8 600V XLP Copper Cable | M
98010090801 | Copper Wire 600V | 0.99 | 15% | 1.14 | 0.0125 | Copper Wire | 3/C #8 600V XLP Copper Cable | M
98010090615 | Copper Wire 600V | 1.65 | 15% | 1.9 | 0.025 | Copper Wire | 4/C #6 600V XLP Copper Cable | M
98010090602 | Copper Wire 600V | 1.24 | 15% | 1.43 | 0.025 | Copper Wire | 3/C #6 600V XLP Copper Cable | M
98010090416 | Copper Wire 600V | 2.6 | 15% | 2.99 | 0.0375 | Copper Wire | 4/C #4 600V XLP Copper Cable | M
98010090403 | Copper Wire 600V | 1.95 | 15% | 2.24 | 0.025 | Copper Wire | 3/C #4 600V XLP Copper Cable | M
98010090217 | Copper Wire 600V | 4.12 | 15% | 4.74 | 0.05 | Copper Wire | 4/C #2 600V XLP Copper Cable | M
98010090204 | Copper Wire 600V | 3.09 | 15% | 3.55 | 0.0375 | Copper Wire | 3/C #2 600V XLP Copper Cable | M
98010090118 | Copper Wire 600V | 5.39 | 15% | 6.2 | 0.0625 | Copper Wire | 4/C #1 600V XLP Copper Cable | M
98010090105 | Copper Wire 600V | 4.04 | 15% | 4.65 | 0.05 | Copper Wire | 3/C #1 600V XLP Copper Cable | M
98010045310 | Copper Wire 600V | 0.06 | 15% | 0.07 | 0.0038 | Copper Wire | #16 SF-2 Copper | M
98010042218 | Copper Wire 600V | 0.04 | 15% | 0.05 | 0.0025 | Copper Wire | #22 SFF-2 Copper | M
98010042019 | Copper Wire 600V | 0.05 | 15% | 0.06 | 0.0025 | Copper Wire | #20 SFF-2 Copper | M
98010041820 | Copper Wire 600V | 0.05 | 15% | 0.06 | 0.0025 | Copper Wire | #18 SFF-2 Copper | M
98010041813 | Copper Wire 600V | 0.04 | 15% | 0.05 | 0.0025 | Copper Wire | #18 SF-2 Copper | M
98010041621 | Copper Wire 600V | 0.06 | 15% | 0.07 | 0.0038 | Copper Wire | #16 SFF-2 Copper | M
98010041422 | Copper Wire 600V | 0.08 | 15% | 0.09 | 0.0038 | Copper Wire | #14 SFF-2 Copper | M
98010041415 | Copper Wire 600V | 0.08 | 15% | 0.09 | 0.0038 | Copper Wire | #14 SF-2 Copper | M
98010041223 | Copper Wire 600V | 0.12 | 15% | 0.14 | 0.005 | Copper Wire | #12 SFF-2 Copper | M
98010041216 | Copper Wire 600V | 0.11 | 15% | 0.13 | 0.005 | Copper Wire | #12 SF-2 Copper | M
98010041017 | Copper Wire 600V | 0.15 | 15% | 0.17 | 0.0063 | Copper Wire | #10 SF-2 Copper | M
98010033663 | Copper Wire 600V | 13.01 | 15% | 14.96 | 0.0775 | Copper Wire | #1000 Bare Stranded Copper | M
98010033661 | Copper Wire 600V | 0.05 | 15% | 0.06 | 0.0038 | Copper Wire | Solid Pull Wire | M
98010033653 | Copper Wire 600V | 9.77 | 15% | 11.24 | 0.0675 | Copper Wire | #750 Bare Stranded Copper | M
98010033640 | Copper Wire 600V | 6.11 | 15% | 7.03 | 0.0525 | Copper Wire | #500 Bare Stranded Copper | M
98010033630 | Copper Wire 600V | 5.19 | 15% | 5.97 | 0.045 | Copper Wire | #400 Bare Stranded Copper | M
98010033620 | Copper Wire 600V | 4.27 | 15% | 4.91 | 0.04 | Copper Wire | #350 Bare Stranded Copper | M
98010033610 | Copper Wire 600V | 3.66 | 15% | 4.21 | 0.0325 | Copper Wire | #300 Bare Stranded Copper | M
98010033600 | Copper Wire 600V | 3.06 | 15% | 3.52 | 0.03 | Copper Wire | #250 Bare Stranded Copper | M
98010033590 | Copper Wire 600V | 2.57 | 15% | 2.96 | 0.0275 | Copper Wire | #4/0 Bare Stranded Copper | M
98010033580 | Copper Wire 600V | 1.89 | 15% | 2.17 | 0.025 | Copper Wire | #3/0 Bare Stranded Copper | M
98010033570 | Copper Wire 600V | 1.63 | 15% | 1.87 | 0.02 | Copper Wire | #2/0 Bare Stranded Copper | M
98010033560 | Copper Wire 600V | 1.23 | 15% | 1.41 | 0.0175 | Copper Wire | #1/0 Bare Stranded Copper | M
98010033550 | Copper Wire 600V | 1.08 | 15% | 1.24 | 0.0138 | Copper Wire | #1 Bare Stranded Copper | M
98010033540 | Copper Wire 600V | 0.87 | 15% | 1 | 0.0113 | Copper Wire | #2 Bare Stranded Copper | M
98010033520 | Copper Wire 600V | 0.55 | 15% | 0.63 | 0.01 | Copper Wire | #4 Bare Stranded Copper | M
98010033510 | Copper Wire 600V | 0.34 | 15% | 0.39 | 0.0088 | Copper Wire | #6 Bare Stranded Copper | M
98010033500 | Copper Wire 600V | 0.25 | 15% | 0.29 | 0.0075 | Copper Wire | #8 Bare Stranded Copper | M
98010033460 | Copper Wire 600V | 0.93 | 15% | 1.07 | 0.0125 | Copper Wire | #2 Bare Solid Copper | M
98010033450 | Copper Wire 600V | 0.53 | 15% | 0.61 | 0.0088 | Copper Wire | #4 Bare Solid Copper | M
98010033440 | Copper Wire 600V | 0.33 | 15% | 0.38 | 0.0088 | Copper Wire | #6 Bare Solid Copper | M
98010033430 | Copper Wire 600V | 0.21 | 15% | 0.24 | 0.0075 | Copper Wire | #8 Bare Solid Copper | M
98010033420 | Copper Wire 600V | 0.14 | 15% | 0.16 | 0.0063 | Copper Wire | #10 Bare Solid Copper | M
98010033410 | Copper Wire 600V | 0.09 | 15% | 0.1 | 0.005 | Copper Wire | #12 Bare Solid Copper | M
98010033400 | Copper Wire 600V | 0.06 | 15% | 0.07 | 0.0038 | Copper Wire | #14 Bare Solid Copper | M
98010031360 | Copper Wire 600V | 0.38 | 15% | 0.44 | 0.0075 | Copper Wire | #8 AWM/MTW Copper | M
98010031005 | Copper Wire 600V | 0.22 | 15% | 0.25 | 0.0063 | Copper Wire | #10 AWM/MTW Copper | M
98010030900 | Copper Wire 600V | 0.14 | 15% | 0.16 | 0.005 | Copper Wire | #12 AWM/MTW Copper | M
98010030845 | Copper Wire 600V | 0.1 | 15% | 0.12 | 0.0038 | Copper Wire | #14 AWM/MTW Copper | M
98010030700 | Copper Wire 600V | 0.07 | 15% | 0.08 | 0.0038 | Copper Wire | #16 AWM/MTW Copper | M
98010030635 | Copper Wire 600V | 0.05 | 15% | 0.06 | 0.0025 | Copper Wire | #18 AWM/MTW Copper | M
98010030400 | Copper Wire 600V | 0.05 | 15% | 0.06 | 0.0038 | Copper Wire | #16 TFF Copper | M
98010030300 | Copper Wire 600V | 0.04 | 15% | 0.05 | 0.0025 | Copper Wire | #18 TFF Copper | M
98010030200 | Copper Wire 600V | 0.05 | 15% | 0.06 | 0.0038 | Copper Wire | #16 TF Copper | M
98010030100 | Copper Wire 600V | 0.03 | 15% | 0.03 | 0.0025 | Copper Wire | #18 TF Copper | M
98010027895 | Copper Wire 600V | 23.74 | 15% | 27.3 | 0.0775 | Copper Wire | #1000 USE-RHH-RHW Stranded Copper | M
98010027880 | Copper Wire 600V | 17.93 | 15% | 20.62 | 0.0675 | Copper Wire | #750 USE-RHH-RHW Stranded Copper | M
98010027870 | Copper Wire 600V | 10.66 | 15% | 12.26 | 0.06 | Copper Wire | #600 USE-RHH-RHW Stranded Copper | M
98010027865 | Copper Wire 600V | 8.4 | 15% | 9.66 | 0.0525 | Copper Wire | #500 USE-RHH-RHW Stranded Copper | M
98010027860 | Copper Wire 600V | 6.92 | 15% | 7.96 | 0.045 | Copper Wire | #400 USE-RHH-RHW Stranded Copper | M
98010027855 | Copper Wire 600V | 5.81 | 15% | 6.68 | 0.0388 | Copper Wire | #350 USE-RHH-RHW Stranded Copper | M
98010027850 | Copper Wire 600V | 5.13 | 15% | 5.9 | 0.0325 | Copper Wire | #300 USE-RHH-RHW Stranded Copper | M
98010027845 | Copper Wire 600V | 4.74 | 15% | 5.45 | 0.03 | Copper Wire | #250 USE-RHH-RHW Stranded Copper | M
98010027840 | Copper Wire 600V | 4.55 | 15% | 5.23 | 0.0275 | Copper Wire | #4/0 USE-RHH-RHW Stranded Copper | M
98010027835 | Copper Wire 600V | 3.64 | 15% | 4.19 | 0.025 | Copper Wire | #3/0 USE-RHH-RHW Stranded Copper | M
98010027830 | Copper Wire 600V | 2.92 | 15% | 3.36 | 0.02 | Copper Wire | #2/0 USE-RHH-RHW Stranded Copper | M
98010027825 | Copper Wire 600V | 2.32 | 15% | 2.67 | 0.0163 | Copper Wire | #1/0 USE-RHH-RHW Stranded Copper | M
98010027815 | Copper Wire 600V | 1.82 | 15% | 2.09 | 0.0138 | Copper Wire | #1 USE-RHH-RHW Stranded Copper | M
98010027775 | Copper Wire 600V | 1.49 | 15% | 1.71 | 0.0125 | Copper Wire | #2 USE-RHH-RHW Stranded Copper | M
98010027740 | Copper Wire 600V | 0.79 | 15% | 0.91 | 0.01 | Copper Wire | #4 USE-RHH-RHW Stranded Copper | M
98010027700 | Copper Wire 600V | 0.51 | 15% | 0.59 | 0.0088 | Copper Wire | #6 USE-RHH-RHW Stranded Copper | M
98010027650 | Copper Wire 600V | 0.43 | 15% | 0.49 | 0.0075 | Copper Wire | #8 USE-RHH-RHW Stranded Copper | M
98010027600 | Copper Wire 600V | 0.28 | 15% | 0.32 | 0.0063 | Copper Wire | #10 USE-RHH-RHW Stranded Copper | M
98010027500 | Copper Wire 600V | 0.23 | 15% | 0.26 | 0.005 | Copper Wire | #12 USE-RHH-RHW Stranded Copper | M
98010027300 | Copper Wire 600V | 0.27 | 15% | 0.31 | 0.0063 | Copper Wire | #10 USE-RHH-RHW Solid Copper | M
98010027250 | Copper Wire 600V | 0.18 | 15% | 0.21 | 0.005 | Copper Wire | #12 USE-RHH-RHW Solid Copper | M
98010024295 | Copper Wire 600V | 19.73 | 15% | 22.69 | 0.0775 | Copper Wire | #1000 XHHW-2 Stranded Copper | M
98010024280 | Copper Wire 600V | 14.88 | 15% | 17.11 | 0.0675 | Copper Wire | #750 XHHW-2 Stranded Copper | M
98010024270 | Copper Wire 600V | 8.06 | 15% | 9.27 | 0.06 | Copper Wire | #600 XHHW-2 Stranded Copper | M
98010024265 | Copper Wire 600V | 6.73 | 15% | 7.74 | 0.0525 | Copper Wire | #500 XHHW-2 Stranded Copper | M
98010024260 | Copper Wire 600V | 5.39 | 15% | 6.2 | 0.045 | Copper Wire | #400 XHHW-2 Stranded Copper | M
98010024255 | Copper Wire 600V | 4.73 | 15% | 5.44 | 0.04 | Copper Wire | #350 XHHW-2 Stranded Copper | M
98010024250 | Copper Wire 600V | 4.05 | 15% | 4.66 | 0.0325 | Copper Wire | #300 XHHW-2 Stranded Copper | M
98010024245 | Copper Wire 600V | 3.3 | 15% | 3.8 | 0.03 | Copper Wire | #250 XHHW-2 Stranded Copper | M
98010024240 | Copper Wire 600V | 3.05 | 15% | 3.51 | 0.0275 | Copper Wire | #4/0 XHHW-2 Stranded Copper | M
98010024235 | Copper Wire 600V | 2.43 | 15% | 2.79 | 0.025 | Copper Wire | #3/0 XHHW-2 Stranded Copper | M
98010024230 | Copper Wire 600V | 1.94 | 15% | 2.23 | 0.0188 | Copper Wire | #2/0 XHHW-2 Stranded Copper | M
98010024225 | Copper Wire 600V | 1.55 | 15% | 1.78 | 0.0163 | Copper Wire | #1/0 XHHW-2 Stranded Copper | M
98010024200 | Copper Wire 600V | 1.22 | 15% | 1.4 | 0.0138 | Copper Wire | #1 XHHW-2 Stranded Copper | M
98010024180 | Copper Wire 600V | 0.96 | 15% | 1.1 | 0.0113 | Copper Wire | #2 XHHW-2 Stranded Copper | M
98010024170 | Copper Wire 600V | 0.76 | 15% | 0.87 | 0.01 | Copper Wire | #3 XHHW-2 Stranded Copper | M
98010024150 | Copper Wire 600V | 0.58 | 15% | 0.67 | 0.0088 | Copper Wire | #4 XHHW-2 Stranded Copper | M
98010024100 | Copper Wire 600V | 0.44 | 15% | 0.51 | 0.0088 | Copper Wire | #6 XHHW-2 Stranded Copper | M
98010024050 | Copper Wire 600V | 0.29 | 15% | 0.33 | 0.0075 | Copper Wire | #8 XHHW-2 Stranded Copper | M
98010024000 | Copper Wire 600V | 0.17 | 15% | 0.2 | 0.0063 | Copper Wire | #10 XHHW-2 Stranded Copper | M
98010023900 | Copper Wire 600V | 0.11 | 15% | 0.13 | 0.005 | Copper Wire | #12 XHHW-2 Stranded Copper | M
98010023800 | Copper Wire 600V | 0.08 | 15% | 0.09 | 0.0038 | Copper Wire | #14 XHHW-2 Stranded Copper | M
98010023700 | Copper Wire 600V | 0.16 | 15% | 0.18 | 0.0063 | Copper Wire | #10 XHHW-2 Solid Copper | M
98010023600 | Copper Wire 600V | 0.11 | 15% | 0.13 | 0.005 | Copper Wire | #12 XHHW-2 Solid Copper | M
98010023458 | Copper Wire 600V | 18.39 | 15% | 21.15 | 0.0775 | Copper Wire | #1000 THHN Stranded Copper | M
98010023450 | Copper Wire 600V | 13.85 | 15% | 15.93 | 0.0675 | Copper Wire | #750 THHN Stranded Copper | M
98010023445 | Copper Wire 600V | 7.84 | 15% | 9.02 | 0.06 | Copper Wire | #600 THHN Stranded Copper | M
98010023440 | Copper Wire 600V | 6.17 | 15% | 7.1 | 0.0525 | Copper Wire | #500 THHN Stranded Copper | M
98010023435 | Copper Wire 600V | 4.89 | 15% | 5.62 | 0.045 | Copper Wire | #400 THHN Stranded Copper | M
98010023430 | Copper Wire 600V | 4.3 | 15% | 4.95 | 0.04 | Copper Wire | #350 THHN Stranded Copper | M
98010023425 | Copper Wire 600V | 3.67 | 15% | 4.22 | 0.0325 | Copper Wire | #300 THHN Stranded Copper | M
98010023420 | Copper Wire 600V | 3.06 | 15% | 3.52 | 0.03 | Copper Wire | #250 THHN Stranded Copper | M
98010023415 | Copper Wire 600V | 2.64 | 15% | 3.04 | 0.0275 | Copper Wire | #4/0 THHN Stranded Copper | M
98010023410 | Copper Wire 600V | 2.12 | 15% | 2.44 | 0.025 | Copper Wire | #3/0 THHN Stranded Copper | M
98010023405 | Copper Wire 600V | 1.68 | 15% | 1.93 | 0.02 | Copper Wire | #2/0 THHN Stranded Copper | M
98010023400 | Copper Wire 600V | 1.36 | 15% | 1.56 | 0.0163 | Copper Wire | #1/0 THHN Stranded Copper | M
98010023350 | Copper Wire 600V | 1.11 | 15% | 1.28 | 0.0138 | Copper Wire | #1 THHN Stranded Copper | M
98010023300 | Copper Wire 600V | 0.88 | 15% | 1.01 | 0.0125 | Copper Wire | #2 THHN Stranded Copper | M
98010023250 | Copper Wire 600V | 0.71 | 15% | 0.82 | 0.01 | Copper Wire | #3 THHN Stranded Copper | M
98010023200 | Copper Wire 600V | 0.56 | 15% | 0.64 | 0.01 | Copper Wire | #4 THHN Stranded Copper | M
98010023150 | Copper Wire 600V | 0.37 | 15% | 0.43 | 0.0088 | Copper Wire | #6 THHN Stranded Copper | M
98010023100 | Copper Wire 600V | 0.24 | 15% | 0.28 | 0.0075 | Copper Wire | #8 THHN Stranded Copper | M
98010023000 | Copper Wire 600V | 0.15 | 15% | 0.17 | 0.0063 | Copper Wire | #10 THHN Stranded Copper | M
98010022900 | Copper Wire 600V | 0.1 | 15% | 0.12 | 0.005 | Copper Wire | #12 THHN Stranded Copper | M
98010022800 | Copper Wire 600V | 0.06 | 15% | 0.07 | 0.0038 | Copper Wire | #14 THHN Stranded Copper | M
98010022700 | Copper Wire 600V | 0.05 | 15% | 0.06 | 0.0038 | Copper Wire | #16 TFFN Copper | M
98010022600 | Copper Wire 600V | 0.04 | 15% | 0.05 | 0.0025 | Copper Wire | #18 TFFN Copper | M
98010022500 | Copper Wire 600V | 0.14 | 15% | 0.16 | 0.0063 | Copper Wire | #10 THHN Solid Copper | M
98010022400 | Copper Wire 600V | 0.09 | 15% | 0.1 | 0.005 | Copper Wire | #12 THHN Solid Copper | M
98010022300 | Copper Wire 600V | 0.06 | 15% | 0.07 | 0.0038 | Copper Wire | #14 THHN Solid Copper | M
98010021880 | Copper Wire 600V | 14.05 | 15% | 16.16 | 0.0675 | Copper Wire | #750 THWN-2 Stranded Copper | M
98010021875 | Copper Wire 600V | 8.26 | 15% | 9.5 | 0.06 | Copper Wire | #600 THWN-2 Stranded Copper | M
98010021870 | Copper Wire 600V | 6.47 | 15% | 7.44 | 0.0525 | Copper Wire | #500 THWN-2 Stranded Copper | M
98010021865 | Copper Wire 600V | 4.91 | 15% | 5.65 | 0.045 | Copper Wire | #400 THWN-2 Stranded Copper | M
98010021860 | Copper Wire 600V | 4.61 | 15% | 5.3 | 0.04 | Copper Wire | #350 THWN-2 Stranded Copper | M
98010021855 | Copper Wire 600V | 3.94 | 15% | 4.53 | 0.0325 | Copper Wire | #300 THWN-2 Stranded Copper | M
98010021850 | Copper Wire 600V | 3.3 | 15% | 3.8 | 0.03 | Copper Wire | #250 THWN-2 Stranded Copper | M
98010021845 | Copper Wire 600V | 2.76 | 15% | 3.17 | 0.0275 | Copper Wire | #4/0 THWN-2 Stranded Copper | M
98010021840 | Copper Wire 600V | 2.08 | 15% | 2.39 | 0.025 | Copper Wire | #3/0 THWN-2 Stranded Copper | M
98010021835 | Copper Wire 600V | 1.75 | 15% | 2.01 | 0.02 | Copper Wire | #2/0 THWN-2 Stranded Copper | M
98010021830 | Copper Wire 600V | 1.32 | 15% | 1.52 | 0.0163 | Copper Wire | #1/0 THWN-2 Stranded Copper | M
98010021825 | Copper Wire 600V | 1.18 | 15% | 1.36 | 0.0138 | Copper Wire | #1 THWN-2 Stranded Copper | M
98010021780 | Copper Wire 600V | 0.94 | 15% | 1.08 | 0.01 | Copper Wire | #2 THWN-2 Stranded Copper | M
98010021750 | Copper Wire 600V | 0.74 | 15% | 0.85 | 0.01 | Copper Wire | #3 THWN-2 Stranded Copper | M
98010021700 | Copper Wire 600V | 0.6 | 15% | 0.69 | 0.01 | Copper Wire | #4 THWN-2 Stranded Copper | M
98010021650 | Copper Wire 600V | 0.4 | 15% | 0.46 | 0.0088 | Copper Wire | #6 THWN-2 Stranded Copper | M
98010086234 | Cords | 0.46 | 15% | 0.53 | 0.0088 | Copper Wire | #14/4 SJTO Cord | M
98010086233 | Cords | 0.33 | 15% | 0.38 | 0.0075 | Copper Wire | #14/3 SJTO Cord | M
98010086232 | Cords | 0.24 | 15% | 0.28 | 0.0063 | Copper Wire | #14/2 SJTO Cord | M
98010086224 | Cords | 0.29 | 15% | 0.33 | 0.0075 | Copper Wire | #16/4 SJTO Cord | M
98010086223 | Cords | 0.23 | 15% | 0.26 | 0.0063 | Copper Wire | #16/3 SJTO Cord | M
98010086222 | Cords | 0.18 | 15% | 0.21 | 0.005 | Copper Wire | #16/2 SJTO Cord | M
98010086214 | Cords | 0.25 | 15% | 0.29 | 0.0063 | Copper Wire | #18/4 SJTO Cord | M
98010086213 | Cords | 0.18 | 15% | 0.21 | 0.0063 | Copper Wire | #18/3 SJTO Cord | M
98010086212 | Cords | 0.15 | 15% | 0.17 | 0.005 | Copper Wire | #18/2 SJTO Cord | M
98010085284 | Cords | 0.27 | 15% | 0.31 | 0.0075 | Copper Wire | #18/4 SJOW Cord | M
98010085264 | Cords | 0.25 | 15% | 0.29 | 0.0075 | Copper Wire | #16/4 SJOW Cord | M
98010085263 | Cords | 0.2 | 15% | 0.23 | 0.0075 | Copper Wire | #16/3 SJOW Cord | M
98010085262 | Cords | 0.19 | 15% | 0.22 | 0.005 | Copper Wire | #16/2 SJOW Cord | M
98010085244 | Cords | 0.46 | 15% | 0.53 | 0.0088 | Copper Wire | #14/4 SJOW Cord | M
98010085243 | Cords | 0.33 | 15% | 0.38 | 0.0075 | Copper Wire | #14/3 SJOW Cord | M
98010085242 | Cords | 0.24 | 15% | 0.28 | 0.0063 | Copper Wire | #14/2 SJOW Cord | M
98010043150 | Cords | 1.5 | 15% | 1.73 | 0.0113 | Copper Wire | #10/4 STO Cord | M
98010043140 | Cords | 1.37 | 15% | 1.58 | 0.01 | Copper Wire | #10/3 STO Cord | M
98010043130 | Cords | 1.28 | 15% | 1.47 | 0.0088 | Copper Wire | #10/2 STO Cord | M
98010043120 | Cords | 1.11 | 15% | 1.28 | 0.01 | Copper Wire | #12/4 STO Cord | M
98010043110 | Cords | 0.96 | 15% | 1.1 | 0.01 | Copper Wire | #12/3 STO Cord | M
98010043100 | Cords | 0.9 | 15% | 1.04 | 0.0088 | Copper Wire | #12/2 STO Cord | M
98010043090 | Cords | 0.83 | 15% | 0.95 | 0.0088 | Copper Wire | #14/4 STO Cord | M
98010043080 | Cords | 0.63 | 15% | 0.72 | 0.0088 | Copper Wire | #14/3 STO Cord | M
98010043070 | Cords | 0.75 | 15% | 0.86 | 0.0075 | Copper Wire | #14/2 STO Cord | M
98010043060 | Cords | 0.56 | 15% | 0.64 | 0.0063 | Copper Wire | #16/4 STO Cord | M
98010043050 | Cords | 0.48 | 15% | 0.55 | 0.0063 | Copper Wire | #16/3 STO Cord | M
98010043040 | Cords | 0.42 | 15% | 0.48 | 0.005 | Copper Wire | #16/2 STO Cord | M
98010043030 | Cords | 0.63 | 15% | 0.72 | 0.0075 | Copper Wire | #18/4 STO Cord | M
98010043020 | Cords | 0.49 | 15% | 0.56 | 0.0063 | Copper Wire | #18/3 STO Cord | M
98010043010 | Cords | 0.41 | 15% | 0.47 | 0.005 | Copper Wire | #18/2 STO Cord | M
98010041920 | Cords | 3.33 | 15% | 3.83 | 0.015 | Copper Wire | #6/4 SO Cord 600V | M
98010041915 | Cords | 2.54 | 15% | 2.92 | 0.0125 | Copper Wire | #6/3 SO Cord 600V | M
98010041910 | Cords | 2.3 | 15% | 2.65 | 0.0125 | Copper Wire | #6/2 SO Cord 600V | M
98010041900 | Cords | 2.04 | 15% | 2.35 | 0.0125 | Copper Wire | #8/4 SO Cord 600V | M
98010041895 | Cords | 1.63 | 15% | 1.87 | 0.0113 | Copper Wire | #8/3 SO Cord 600V | M
98010041890 | Cords | 1.62 | 15% | 1.86 | 0.0113 | Copper Wire | #8/2 SO Cord 600V | M
98010041885 | Cords | 1.23 | 15% | 1.41 | 0.0113 | Copper Wire | #10/4 SO Cord 600V | M
98010041880 | Cords | 1.13 | 15% | 1.3 | 0.01 | Copper Wire | #10/3 SO Cord 600V | M
98010041875 | Cords | 0.97 | 15% | 1.12 | 0.0088 | Copper Wire | #10/2 SO Cord 600V | M
98010041865 | Cords | 1.02 | 15% | 1.17 | 0.01 | Copper Wire | #12/4 SO Cord 600V | M
98010041860 | Cords | 0.86 | 15% | 0.99 | 0.01 | Copper Wire | #12/3 SO Cord 600V | M
98010041855 | Cords | 0.72 | 15% | 0.83 | 0.0088 | Copper Wire | #12/2 SO Cord 600V | M
98010041850 | Cords | 0.77 | 15% | 0.89 | 0.0088 | Copper Wire | #14/4 SO Cord 600V | M
98010041845 | Cords | 0.62 | 15% | 0.71 | 0.0075 | Copper Wire | #14/3 SO Cord 600V | M
98010041840 | Cords | 0.54 | 15% | 0.62 | 0.0075 | Copper Wire | #14/2 SO Cord 600V | M
98010041830 | Cords | 0.51 | 15% | 0.59 | 0.0063 | Copper Wire | #16/4 SO Cord 600V | M
98010041825 | Cords | 0.39 | 15% | 0.45 | 0.0063 | Copper Wire | #16/3 SO Cord 600V | M
98010041815 | Cords | 0.41 | 15% | 0.47 | 0.0063 | Copper Wire | #18/4 SO Cord 600V | M
98010041810 | Cords | 0.33 | 15% | 0.38 | 0.005 | Copper Wire | #18/3 SO Cord 600V | M
98010041805 | Cords | 0.27 | 15% | 0.31 | 0.005 | Copper Wire | #18/2 SO Cord 600V | M
98010041575 | Cords | 1.19 | 15% | 1.37 | 0.0113 | Copper Wire | #10/4 S Cord 600V | M
98010041570 | Cords | 1.02 | 15% | 1.17 | 0.01 | Copper Wire | #10/3 S Cord 600V | M
98010041565 | Cords | 0.78 | 15% | 0.9 | 0.0088 | Copper Wire | #10/2 S Cord 600V | M
98010041560 | Cords | 0.94 | 15% | 1.08 | 0.01 | Copper Wire | #12/4 S Cord 600V | M
98010041555 | Cords | 0.81 | 15% | 0.93 | 0.01 | Copper Wire | #12/3 S Cord 600V | M
98010041550 | Cords | 0.62 | 15% | 0.71 | 0.0088 | Copper Wire | #12/2 S Cord 600V | M
98010041545 | Cords | 0.76 | 15% | 0.87 | 0.0088 | Copper Wire | #14/4 S Cord 600V | M
98010041540 | Cords | 0.61 | 15% | 0.7 | 0.0075 | Copper Wire | #14/3 S Cord 600V | M
98010041535 | Cords | 0.57 | 15% | 0.66 | 0.0075 | Copper Wire | #14/2 S Cord 600V | M
98010041530 | Cords | 0.51 | 15% | 0.59 | 0.0063 | Copper Wire | #16/4 S Cord 600V | M
98010041525 | Cords | 0.41 | 15% | 0.47 | 0.0063 | Copper Wire | #16/3 S Cord 600V | M
98010041520 | Cords | 0.34 | 15% | 0.39 | 0.0063 | Copper Wire | #16/2 S Cord 600V | M
98010041515 | Cords | 0.54 | 15% | 0.62 | 0.0063 | Copper Wire | #18/4 S Cord 600V | M
98010041510 | Cords | 0.37 | 15% | 0.43 | 0.005 | Copper Wire | #18/3 S Cord 600V | M
98010041505 | Cords | 0.29 | 15% | 0.33 | 0.005 | Copper Wire | #18/2 S Cord 600V | M
98010005050 | Cords | 0.2 | 15% | 0.23 | 0.0063 | Copper Wire | #18/3 SJOW Cord | M
98010001827 | Cords | 1.93 | 15% | 2.22 | 0.0125 | Copper Wire | #8/4 S Cord 600V | M
98010001826 | Cords | 1.1 | 15% | 1.27 | 0.0125 | Copper Wire | #6/2 S Cord 600V | M
98010001825 | Cords | 1.53 | 15% | 1.76 | 0.0125 | Copper Wire | #6/3 S Cord 600V | M
98010001824 | Cords | 1.87 | 15% | 2.15 | 0.015 | Copper Wire | #6/4 S Cord 600V | M
98010001812 | Cords | 1.54 | 15% | 1.77 | 0.0113 | Copper Wire | #8/3 S Cord 600V | M
98010001811 | Cords | 1.35 | 15% | 1.55 | 0.0113 | Copper Wire | #8/2 S Cord 600V | M
86953 | Cords | 0.2 | 15% | 0.23 | 0.0038 | Carol | #18/3 STOW Cord | M
98084101 | Cords | 0.86 | 15% | 0.99 | 0.01 | Carol | #18/8 SOOW Cord | M
98074101 | Cords | 0.82 | 15% | 0.94 | 0.0088 | Carol | #18/7 SOOW Cord | M
98054101 | Cords | 0.7 | 15% | 0.81 | 0.0075 | Carol | #18/5 SOOW Cord | M
96084101 | Cords | 1.3 | 15% | 1.5 | 0.0125 | Carol | #16/8 SOOW Cord | M
96074101 | Cords | 1.08 | 15% | 1.24 | 0.0113 | Carol | #16/7 SOOW Cord | M
96064101 | Cords | 0.99 | 15% | 1.14 | 0.01 | Carol | #16/6 SOOW Cord | M
96054101 | Cords | 0.86 | 15% | 0.99 | 0.0088 | Carol | #16/5 SOOW Cord | M
94084101 | Cords | 1.93 | 15% | 2.22 | 0.0138 | Carol | #14/8 SOOW Cord | M
94074101 | Cords | 1.71 | 15% | 1.97 | 0.0125 | Carol | #14/7 SOOW Cord | M
94064101 | Cords | 1.61 | 15% | 1.85 | 0.0113 | Carol | #14/6 SOOW Cord | M
94054101 | Cords | 1.1 | 15% | 1.27 | 0.01 | Carol | #14/5 SOOW Cord | M
92084101 | Cords | 2.41 | 15% | 2.77 | 0.015 | Carol | #12/8 SOOW Cord | M
92074101 | Cords | 2.11 | 15% | 2.43 | 0.0138 | Carol | #12/7 SOOW Cord | M
92064101 | Cords | 1.46 | 15% | 1.68 | 0.0125 | Carol | #12/6 SOOW Cord | M
092054101E | Cords | 1.38 | 15% | 1.59 | 0.0113 | Carol | #12/5 SOOW Cord | M
090074301E | Cords | 2.95 | 15% | 3.39 | 0.015 | Carol | #10/7 SOOW Cord | M
90069901 | Cords | 2.55 | 15% | 2.93 | 0.0138 | Carol | #10/6 SOOW Cord | M
90054101 | Cords | 1.7 | 15% | 1.96 | 0.0125 | Carol | #10/5 SOOW Cord | M
07940790041 | Cords | 1.04 | 15% | 1.2 | 0.01 | Carol | #12/4 SOOW Cord | M
07940730449 | Cords | 0.97 | 15% | 1.12 | 0.0088 | Carol | #10/2 SOOW Cord | M
07940730427 | Cords | 0.27 | 15% | 0.31 | 0.005 | Carol | #18/2 SOOW Cord | M
07940730395 | Cords | 0.4 | 15% | 0.46 | 0.0063 | Carol | #18/4 SOOW Cord | M
07940730378 | Cords | 0.33 | 15% | 0.38 | 0.0063 | Carol | #18/3 SOOW Cord | M
07940730296 | Cords | 0.48 | 15% | 0.55 | 0.0063 | Carol | #14/2 SOOW Cord | M
07940722768 | Cords | 0.76 | 15% | 0.87 | 0.0088 | Carol | #14/4 SOOW Cord | M
07940722766 | Cords | 0.53 | 15% | 0.61 | 0.0075 | Carol | #16/4 SOOW Cord | M
07940722765 | Cords | 0.4 | 15% | 0.46 | 0.0063 | Carol | #16/3 SOOW Cord | M
07940722728 | Cords | 1.05 | 15% | 1.21 | 0.01 | Carol | #10/3 SOOW Cord | M
07940722727 | Cords | 1.23 | 15% | 1.41 | 0.0113 | Carol | #10/4 SOOW Cord | M
07940712722 | Cords | 0.32 | 15% | 0.37 | 0.005 | Carol | #16/2 SOOW Cord | M
07940703634 | Cords | 0.58 | 15% | 0.67 | 0.0075 | Carol | #14/3 SOOW Cord | M
07940703633 | Cords | 0.86 | 15% | 0.99 | 0.0088 | Carol | #12/3 SOOW Cord | M
07940702724 | Cords | 0.68 | 15% | 0.78 | 0.0075 | Carol | #12/2 SOOW Cord | M
VFKSM | Electric Heat | 32.89 | 15% | 37.82 | 1 | Marley (Berko - Qmark) | Surface Sleeve for VFK Wall Heater | E
VFKSFC | Electric Heat | 48.07 | 15% | 55.28 | 0.75 | Marley (Berko - Qmark) | Security Cover for VFK Wall Heater | E
VFKS2 | Electric Heat | 32.89 | 15% | 37.82 | 1 | Marley (Berko - Qmark) | 2" Recc Sleeve for VFK Wall Heater | E
VFKS1 | Electric Heat | 32.89 | 15% | 37.82 | 1 | Marley (Berko - Qmark) | 1" Recc Sleeve for VFK Wall Heater | E
VFK484 | Electric Heat | 169.95 | 15% | 195.44 | 1.25 | Marley (Berko - Qmark) | 4800W 240V Wall Heater | E
VFK404 | Electric Heat | 156.86 | 15% | 180.39 | 1.25 | Marley (Berko - Qmark) | 4000W 240V Wall Heater | E
VFK304 | Electric Heat | 156.86 | 15% | 180.39 | 1.25 | Marley (Berko - Qmark) | 3000W 240V Wall Heater | E
VFK204 | Electric Heat | 156.86 | 15% | 180.39 | 1.25 | Marley (Berko - Qmark) | 2000W 240V Wall Heater | E
TSTSP | Electric Heat | 14.87 | 15% | 17.1 | 1 | Marley (Berko - Qmark) | Thermostat for Toe Space Heater | E
TSAG | Electric Heat | 13.39 | 15% | 15.4 | 0.75 | Marley (Berko - Qmark) | Adapter Grille for Toe Space Heater | E
TS1504T | Electric Heat | 92.46 | 15% | 106.33 | 1.25 | Marley (Berko - Qmark) | 1500W 208/240V Toe Space Heater | E
TS1500T | Electric Heat | 92.46 | 15% | 106.33 | 1.25 | Marley (Berko - Qmark) | 1500W 120V Toe Space Heater | E
TS1104 | Electric Heat | 84.53 | 15% | 97.21 | 1.25 | Marley (Berko - Qmark) | 1125W 208/240V Toe Space Heater | E
TS1100 | Electric Heat | 84.53 | 15% | 97.21 | 1.25 | Marley (Berko - Qmark) | 1125W 120VV Toe Space Heater | E
TA2PAW | Electric Heat | 45.12 | 15% | 51.89 | 0.8125 | Marley (Berko - Qmark) | DP Tamprprf Tstat for BKO B/B Heat | E
TA2AW | Electric Heat | 33.12 | 15% | 38.09 | 0.625 | Marley (Berko - Qmark) | DP Tstat for BKO B/B Heat | E
TA1PAW | Electric Heat | 39.36 | 15% | 45.26 | 0.75 | Marley (Berko - Qmark) | SP Tamprprf Tstat for BKO B/B Heat | E
TA1AW | Electric Heat | 27.96 | 15% | 32.15 | 0.625 | Marley (Berko - Qmark) | SP Tstat for BKO B/B Heat | E
SRASM | Electric Heat | 20.24 | 15% | 23.28 | 1 | Marley (Berko - Qmark) | Surface Sleeve for SRA Wall Heater | E
SRAS2 | Electric Heat | 20.24 | 15% | 23.28 | 1 | Marley (Berko - Qmark) | 2" Recc Sleeve for SRA Wall Heater | E
SRAS1 | Electric Heat | 20.24 | 15% | 23.28 | 1 | Marley (Berko - Qmark) | 1" Recc Sleeve for SRA Wall Heater | E
SRAFCTP | Electric Heat | 11.22 | 15% | 12.9 | 0.75 | Marley (Berko - Qmark) | Security Cover for SRA Wall Heater | E
SRADS | Electric Heat | 31.08 | 15% | 35.74 | 1 | Marley (Berko - Qmark) | DP Disconnect for SRA Wall Heater | E
SRA2027DS | Electric Heat | 117.01 | 15% | 134.56 | 1.25 | Marley (Berko - Qmark) | 1500/2000W 240/277V Wall Heater | E
SRA2024DS | Electric Heat | 117.01 | 15% | 134.56 | 1.25 | Marley (Berko - Qmark) | 1500/2000W 208/240V Wall Heater | E
SRA1812DS | Electric Heat | 117.01 | 15% | 134.56 | 1.25 | Marley (Berko - Qmark) | 1800W 120V Wall Heater | E
SRA1527DS | Electric Heat | 117.01 | 15% | 134.56 | 1.25 | Marley (Berko - Qmark) | 1125/1500W 240/277V Wall Heater | E
SRA1512DS | Electric Heat | 117.01 | 15% | 134.56 | 1.25 | Marley (Berko - Qmark) | 1500W 120V Wall Heater | E
SRA1012DS | Electric Heat | 117.01 | 15% | 134.56 | 1.25 | Marley (Berko - Qmark) | 1000W 120V Wall Heater | E
RSA2724 | Electric Heat | 30.54 | 15% | 35.12 | 1 | Marley (Berko - Qmark) | 277V Transformer for BKO B/B Heat | E
RSA2424 | Electric Heat | 30.54 | 15% | 35.12 | 1 | Marley (Berko - Qmark) | 240V Transformer for BKO B/B Heat | E
RSA2024 | Electric Heat | 30.54 | 15% | 35.12 | 1 | Marley (Berko - Qmark) | 208V Transformer for BKO B/B Heat | E
RSA1224 | Electric Heat | 30.54 | 15% | 35.12 | 1 | Marley (Berko - Qmark) | 120V Transformer for BKO B/B Heat | E
RA-1W | Electric Heat | 4.39 | 15% | 5.05 | 0.875 | Marley (Berko - Qmark) | Duplex Receptacle for BKO B/B Heat | E
RA1COMPW | Electric Heat | 10.53 | 15% | 12.11 | 1 | Marley (Berko - Qmark) | Receptacle Section for BKO B/B Heat | E
PR24 | Electric Heat | 19.5 | 15% | 22.43 | 1 | Marley (Berko - Qmark) | 208-277V Relay for BKO B/B Heat | E
PR120 | Electric Heat | 19.5 | 15% | 22.43 | 1 | Marley (Berko - Qmark) | 120V Relay for BKO B/B Heat | E
OBD758 | Electric Heat | 67.11 | 15% | 77.18 | 0.75 | Marley (Berko - Qmark) | 750W 208V Designer B/board Heat | E
OBD757 | Electric Heat | 67.11 | 15% | 77.18 | 0.75 | Marley (Berko - Qmark) | 750W 277V Designer B/board Heat | E
OBD754 | Electric Heat | 67.11 | 15% | 77.18 | 0.75 | Marley (Berko - Qmark) | 750W 240V Designer B/board Heat | E
OBD750 | Electric Heat | 67.11 | 15% | 77.18 | 0.75 | Marley (Berko - Qmark) | 750W 120V Designer B/board Heat | E
OBD508 | Electric Heat | 58.14 | 15% | 66.86 | 0.625 | Marley (Berko - Qmark) | 500W 208V Designer B/board Heat | E
OBD507 | Electric Heat | 58.14 | 15% | 66.86 | 0.625 | Marley (Berko - Qmark) | 500W 277V Designer B/board Heat | E
OBD504 | Electric Heat | 58.14 | 15% | 66.86 | 0.625 | Marley (Berko - Qmark) | 500W 240V Designer B/board Heat | E
OBD500 | Electric Heat | 58.14 | 15% | 66.86 | 0.625 | Marley (Berko - Qmark) | 500W 120V Designer B/board Heat | E
OBD2008 | Electric Heat | 118.17 | 15% | 135.9 | 1.25 | Marley (Berko - Qmark) | 2000W 208V Designer B/board Heat | E
OBD2007 | Electric Heat | 118.17 | 15% | 135.9 | 1.25 | Marley (Berko - Qmark) | 2000W 277V Designer B/board Heat | E
OBD2004 | Electric Heat | 118.17 | 15% | 135.9 | 1.25 | Marley (Berko - Qmark) | 2000W 240V Designer B/board Heat | E
OBD1508 | Electric Heat | 99.7 | 15% | 114.66 | 1 | Marley (Berko - Qmark) | 1500W 208V Designer B/board Heat | E
OBD1507 | Electric Heat | 99.7 | 15% | 114.66 | 1 | Marley (Berko - Qmark) | 1500W 277V Designer B/board Heat | E
OBD1504 | Electric Heat | 99.7 | 15% | 114.66 | 1 | Marley (Berko - Qmark) | 1500W 240V Designer B/board Heat | E
OBD1500 | Electric Heat | 99.7 | 15% | 114.66 | 1 | Marley (Berko - Qmark) | 1500W 120V Designer B/board Heat | E
OBD1258 | Electric Heat | 88.5 | 15% | 101.78 | 0.875 | Marley (Berko - Qmark) | 1250W 208V Designer B/board Heat | E
OBD1257 | Electric Heat | 88.5 | 15% | 101.78 | 0.875 | Marley (Berko - Qmark) | 1250W 277V Designer B/board Heat | E
OBD1254 | Electric Heat | 88.5 | 15% | 101.78 | 0.875 | Marley (Berko - Qmark) | 1250W 240V Designer B/board Heat | E
OBD1250 | Electric Heat | 88.5 | 15% | 101.78 | 0.875 | Marley (Berko - Qmark) | 1250W 120V Designer B/board Heat | E
OBD1008 | Electric Heat | 77.62 | 15% | 89.26 | 0.8125 | Marley (Berko - Qmark) | 1000W 208V Designer B/board Heat | E
OBD1007 | Electric Heat | 77.62 | 15% | 89.26 | 0.8125 | Marley (Berko - Qmark) | 1000W 277V Designer B/board Heat | E
OBD1004 | Electric Heat | 77.62 | 15% | 89.26 | 0.8125 | Marley (Berko - Qmark) | 1000W 240V Designer B/board Heat | E
OBD1000 | Electric Heat | 77.62 | 15% | 89.26 | 0.8125 | Marley (Berko - Qmark) | 1000W 120V Designer B/board Heat | E
NFRTSP | Electric Heat | 12.32 | 15% | 14.17 | 1.25 | Marley (Berko - Qmark) | SP Thermostat for NFR Wall Heater | E
NFRTDP | Electric Heat | 14.15 | 15% | 16.27 | 1.25 | Marley (Berko - Qmark) | DP Thermostat for NFR Wall Heater | E
NFRSM | Electric Heat | 13.8 | 15% | 15.87 | 0.75 | Marley (Berko - Qmark) | Surface Frame for NFR Wall Heater | E
NFR2404T2 | Electric Heat | 95.22 | 15% | 109.5 | 1.25 | Marley (Berko - Qmark) | 2400W 240V Wall Heater - w/Tstat | E
NFR2404 | Electric Heat | 90.74 | 15% | 104.35 | 1.25 | Marley (Berko - Qmark) | 2400W 240VV Wall Heater - No Tstat | E
NFR2004T2 | Electric Heat | 95.22 | 15% | 109.5 | 1.25 | Marley (Berko - Qmark) | 2000W 240V Wall Heater - w/Tstat | E
NFR2004 | Electric Heat | 90.74 | 15% | 104.35 | 1.25 | Marley (Berko - Qmark) | 2000W 240VV Wall Heater - No Tstat | E
NFR1500T2 | Electric Heat | 95.22 | 15% | 109.5 | 1.25 | Marley (Berko - Qmark) | 1500W 120V Wall Heater - w/Tstat | E
NFR1500 | Electric Heat | 90.74 | 15% | 104.35 | 1.25 | Marley (Berko - Qmark) | 1500W 120V Wall Heater - No Tstat | E
MFQSM | Electric Heat | 41.91 | 15% | 48.2 | 1 | Marley (Berko - Qmark) | Surface Frame for MFQ Wall Heater | E
MFQS2 | Electric Heat | 41.91 | 15% | 48.2 | 1 | Marley (Berko - Qmark) | 2" Recc Frame for MFQ Wall Heater | E
MFQS1 | Electric Heat | 41.91 | 15% | 48.2 | 1 | Marley (Berko - Qmark) | 1" Recc Frame for MFQ Wall Heater | E
MFQR24 | Electric Heat | 20.56 | 15% | 23.64 | 1 | Marley (Berko - Qmark) | 24V Relay for MFQ Wall Heater | E
MFQR120 | Electric Heat | 20.56 | 15% | 23.64 | 1 | Marley (Berko - Qmark) | 120V Relay for MFQ Wall Heater | E
MFQ8008 | Electric Heat | 370.28 | 15% | 425.82 | 1.75 | Marley (Berko - Qmark) | 8000W 208V Double Wall Heater | E
MFQ8007 | Electric Heat | 370.28 | 15% | 425.82 | 1.75 | Marley (Berko - Qmark) | 8000W 277V Double Wall Heater | E
MFQ8006 | Electric Heat | 517.25 | 15% | 594.84 | 1.75 | Marley (Berko - Qmark) | 8000W 600V Double Wall Heater | E
MFQ80048 | Electric Heat | 517.25 | 15% | 594.84 | 1.75 | Marley (Berko - Qmark) | 8000W 480V Double Wall Heater | E
MFQ8004 | Electric Heat | 370.28 | 15% | 425.82 | 1.75 | Marley (Berko - Qmark) | 8000W 240V Double Wall Heater | E
MFQ8003 | Electric Heat | 517.25 | 15% | 594.84 | 1.75 | Marley (Berko - Qmark) | 8000W 347V Double Wall Heater | E
MFQ6008 | Electric Heat | 345.69 | 15% | 397.54 | 1.75 | Marley (Berko - Qmark) | 1500W 208V Double Wall Heater | E
MFQ6007 | Electric Heat | 345.69 | 15% | 397.54 | 1.75 | Marley (Berko - Qmark) | 6000W 277V Double Wall Heater | E
MFQ6006 | Electric Heat | 451.01 | 15% | 518.66 | 1.75 | Marley (Berko - Qmark) | 6000W 600V Double Wall Heater | E
MFQ60048 | Electric Heat | 451.01 | 15% | 518.66 | 1.75 | Marley (Berko - Qmark) | 6000W 480V Double Wall Heater | E
MFQ6004 | Electric Heat | 345.69 | 15% | 397.54 | 1.75 | Marley (Berko - Qmark) | 6000W 240V Double Wall Heater | E
MFQ6003 | Electric Heat | 451.01 | 15% | 518.66 | 1.75 | Marley (Berko - Qmark) | 6000W 347V Double Wall Heater | E
MFAT2 | Electric Heat | 31.9 | 15% | 36.69 | 1.25 | Marley (Berko - Qmark) | DP Thermostat for MFA Wall Heater | E
MFAT1 | Electric Heat | 19.72 | 15% | 22.68 | 1.25 | Marley (Berko - Qmark) | SP Thermostat for MFA Wall Heater | E
MFASM | Electric Heat | 46.4 | 15% | 53.36 | 1 | Marley (Berko - Qmark) | Surface Frame for MFA Wall Heater | E
MFAS2 | Electric Heat | 46.4 | 15% | 53.36 | 1 | Marley (Berko - Qmark) | 2" Recc Frame for MFA Wall Heater | E
MFAS1 | Electric Heat | 46.4 | 15% | 53.36 | 1 | Marley (Berko - Qmark) | 1" Recc Frame for MFA Wall Heater | E
MFABB | Electric Heat | 12.76 | 15% | 14.67 | 1 | Marley (Berko - Qmark) | Back Box for MFA Wall Heater | E
MFAAP | Electric Heat | 29 | 15% | 33.35 | 1 | Marley (Berko - Qmark) | Adapter Plate for MFA Wall Heater | E
MFA2404T2 | Electric Heat | 97.44 | 15% | 112.06 | 1.75 | Marley (Berko - Qmark) | 2400W 240V Wall Htr w/Tstat & Box | E
MFA2404IF | Electric Heat | 85.26 | 15% | 98.05 | 1.25 | Marley (Berko - Qmark) | 2400W 240V Wall Heater & Grille | E
MFA2004T2 | Electric Heat | 97.44 | 15% | 112.06 | 1.75 | Marley (Berko - Qmark) | 2000W 240V Wall Htr w/Tstat & Box | E
MFA2004IF | Electric Heat | 85.26 | 15% | 98.05 | 1.25 | Marley (Berko - Qmark) | 2000W 240V Wall Heater & Grille | E
MFA1504T2 | Electric Heat | 97.44 | 15% | 112.06 | 1.75 | Marley (Berko - Qmark) | 1500W 240V Wall Htr w/Tstat & Box | E
MFA1504IF | Electric Heat | 85.26 | 15% | 98.05 | 1.25 | Marley (Berko - Qmark) | 1500W 240V Wall Heater & Grille | E
MFA1500T2 | Electric Heat | 97.44 | 15% | 112.06 | 1.75 | Marley (Berko - Qmark) | 1500W 120V Wall Htr w/Tstat & Box | E
MFA1500IF | Electric Heat | 85.26 | 15% | 98.05 | 1.25 | Marley (Berko - Qmark) | 1500W 120V Wall Heater & Grille | E
MFA1004IF | Electric Heat | 85.26 | 15% | 98.05 | 1.25 | Marley (Berko - Qmark) | 1000W 240V Wall Heater & Grille | E
MFA1000T2 | Electric Heat | 97.44 | 15% | 112.06 | 1.75 | Marley (Berko - Qmark) | 1000W 120V Wall Htr w/Tstat & Box | E
MFA1000IF | Electric Heat | 85.26 | 15% | 98.05 | 1.25 | Marley (Berko - Qmark) | 1000W 120V Wall Heater & Grille | E
MFA0754IF | Electric Heat | 85.26 | 15% | 98.05 | 1.25 | Marley (Berko - Qmark) | 750W 240V Wall Heater & Grille | E
MFA0750IF | Electric Heat | 85.26 | 15% | 98.05 | 1.25 | Marley (Berko - Qmark) | 750W 120V Wall Heater & Grille | E
MFA0504T2 | Electric Heat | 97.44 | 15% | 112.06 | 1.75 | Marley (Berko - Qmark) | 500W 240V Wall Htr w/Tstat & Box | E
MFA0504IF | Electric Heat | 85.26 | 15% | 98.05 | 1.25 | Marley (Berko - Qmark) | 500W 240V Wall Heater & Grille | E
MFA0500IF | Electric Heat | 85.26 | 15% | 98.05 | 1.25 | Marley (Berko - Qmark) | 500W 120V Wall Heater & Grille | E
LFWS | Electric Heat | 16.15 | 15% | 18.57 | 0.75 | Marley (Berko - Qmark) | Wiring Section for LF&OBD B/B Heat | E
LFT2TP | Electric Heat | 21.05 | 15% | 24.21 | 0.8125 | Marley (Berko - Qmark) | DP Tmprprf Tstat for LF&OBD Heater | E
LFT2 | Electric Heat | 18.98 | 15% | 21.83 | 0.75 | Marley (Berko - Qmark) | DP Tstat for LF&OBD B/B Heat | E
LFT1TP | Electric Heat | 17.25 | 15% | 19.84 | 0.75 | Marley (Berko - Qmark) | SP Tmprprf Tstat for LF&OBD Heater | E
LFT1 | Electric Heat | 15.08 | 15% | 17.34 | 0.625 | Marley (Berko - Qmark) | SP Tstat for LF&OBD B/B Heat | E
LFLVR8 | Electric Heat | 56.93 | 15% | 65.47 | 1 | Marley (Berko - Qmark) | 208V LV Relay for LF&OBD B/B Heat | E
LFLVR7 | Electric Heat | 56.93 | 15% | 65.47 | 1 | Marley (Berko - Qmark) | 277V LV Relay for LF&OBD B/B Heat | E
LFLVR4 | Electric Heat | 56.93 | 15% | 65.47 | 1 | Marley (Berko - Qmark) | 240V LV Relay for LF&OBD B/B Heat | E
LFLVR0 | Electric Heat | 56.93 | 15% | 65.47 | 1 | Marley (Berko - Qmark) | 120V LV Relay for LF&OBD B/B Heat | E
LFDR | Electric Heat | 17.94 | 15% | 20.63 | 1 | Marley (Berko - Qmark) | Recpt Section for LF&OBD B/B Heat | E
LFAC | Electric Heat | 21.39 | 15% | 24.6 | 0.875 | Marley (Berko - Qmark) | A/C Outlet for LF&OBD B/B Heat | E
LF758 | Electric Heat | 95.91 | 15% | 110.3 | 0.75 | Marley (Berko - Qmark) | 750W 208V Hydronic B/board Heat | E
LF757 | Electric Heat | 90.09 | 15% | 103.6 | 0.75 | Marley (Berko - Qmark) | 750W 277V Hydronic B/board Heat | E
LF754 | Electric Heat | 95.91 | 15% | 110.3 | 0.75 | Marley (Berko - Qmark) | 750W 240V Hydronic B/board Heat | E
LF750 | Electric Heat | 95.91 | 15% | 110.3 | 0.75 | Marley (Berko - Qmark) | 750W 120V Hydronic B/board Heat | E
LF508 | Electric Heat | 83.49 | 15% | 96.01 | 0.625 | Marley (Berko - Qmark) | 500W 208V Hydronic B/board Heat | E
LF507 | Electric Heat | 78.21 | 15% | 89.94 | 0.625 | Marley (Berko - Qmark) | 500W 277V Hydronic B/board Heat | E
LF504 | Electric Heat | 83.49 | 15% | 96.01 | 0.625 | Marley (Berko - Qmark) | 500W 240V Hydronic B/board Heat | E
LF500 | Electric Heat | 83.49 | 15% | 96.01 | 0.625 | Marley (Berko - Qmark) | 500W 120V Hydronic B/board Heat | E
LF2008 | Electric Heat | 169.4 | 15% | 194.81 | 1.25 | Marley (Berko - Qmark) | 2000W 208V Hydronic B/board Heat | E
LF2007 | Electric Heat | 158.73 | 15% | 182.54 | 1.25 | Marley (Berko - Qmark) | 2000W 277V Hydronic B/board Heat | E
LF2004 | Electric Heat | 169.4 | 15% | 194.81 | 1.25 | Marley (Berko - Qmark) | 2000W 240V Hydronic B/board Heat | E
LF1508 | Electric Heat | 142.49 | 15% | 163.86 | 1 | Marley (Berko - Qmark) | 1500W 208V Hydronic B/board Heat | E
LF1507 | Electric Heat | 133.65 | 15% | 153.7 | 1 | Marley (Berko - Qmark) | 1500W 277V Hydronic B/board Heat | E
LF1504 | Electric Heat | 142.49 | 15% | 163.86 | 1 | Marley (Berko - Qmark) | 1500W 240V Hydronic B/board Heat | E
LF1500 | Electric Heat | 142.49 | 15% | 163.86 | 1 | Marley (Berko - Qmark) | 1500W 120V Hydronic B/board Heat | E
LF1258 | Electric Heat | 126.62 | 15% | 145.61 | 0.875 | Marley (Berko - Qmark) | 1250W 208V Hydronic B/board Heat | E
LF1250 | Electric Heat | 126.68 | 15% | 145.68 | 0.875 | Marley (Berko - Qmark) | 1250W 120V Hydronic B/board Heat | E
LF1008 | Electric Heat | 111.09 | 15% | 127.75 | 0.8125 | Marley (Berko - Qmark) | 1000W 208V Hydronic B/board Heat | E
LF1007 | Electric Heat | 104.28 | 15% | 119.92 | 0.8125 | Marley (Berko - Qmark) | 1000W 277V Hydronic B/board Heat | E
LF1004 | Electric Heat | 111.09 | 15% | 127.75 | 0.8125 | Marley (Berko - Qmark) | 1000W 240V Hydronic B/board Heat | E
LF1000 | Electric Heat | 111.09 | 15% | 127.75 | 0.8125 | Marley (Berko - Qmark) | 1000W 120V Hydronic B/board Heat | E
ICAW | Electric Heat | 3.88 | 15% | 4.46 | 0.5 | Marley (Berko - Qmark) | Inside Corner for BKO B/B Heat | E
HBBT2TP | Electric Heat | 44.73 | 15% | 51.44 | 0.8125 | Marley (Berko - Qmark) | B/B Heat Tamperproof DP Thermostat | E
HBBT2 | Electric Heat | 22.46 | 15% | 25.83 | 0.625 | Marley (Berko - Qmark) | Baseboard Heat DP Thermostat | E
HBBT1TP | Electric Heat | 38.28 | 15% | 44.02 | 0.75 | Marley (Berko - Qmark) | B/B Heat Tamperproof SP Thermostat | E
HBBT1 | Electric Heat | 19.44 | 15% | 22.36 | 0.625 | Marley (Berko - Qmark) | Baseboard Heat SP Thermostat | E
HBBDR | Electric Heat | 46.45 | 15% | 53.42 | 1 | Marley (Berko - Qmark) | Baseboard Heat Receptacle Section | E
HBBAC | Electric Heat | 53.71 | 15% | 61.77 | 0.875 | Marley (Berko - Qmark) | Baseboard Heat A/C Outlet | E
HBB758 | Electric Heat | 124.93 | 15% | 143.67 | 0.625 | Marley (Berko - Qmark) | 750W 208V Hydronic Baseboard Heat | E
HBB757 | Electric Heat | 90.09 | 15% | 103.6 | 0.625 | Marley (Berko - Qmark) | 750W 277V Hydronic Baseboard Heat | E
HBB754 | Electric Heat | 124.93 | 15% | 143.67 | 0.625 | Marley (Berko - Qmark) | 750W 240V Hydronic Baseboard Heat | E
HBB750 | Electric Heat | 124.93 | 15% | 143.67 | 0.625 | Marley (Berko - Qmark) | 750W 120V Hydronic Baseboard Heat | E
HBB508 | Electric Heat | 109.12 | 15% | 125.49 | 0.625 | Marley (Berko - Qmark) | 500W 208V Hydronic Baseboard Heat | E
HBB507 | Electric Heat | 78.21 | 15% | 89.94 | 0.625 | Marley (Berko - Qmark) | 500W 277V Hydronic Baseboard Heat | E
HBB504 | Electric Heat | 109.28 | 15% | 125.67 | 0.625 | Marley (Berko - Qmark) | 500W 240V Hydronic Baseboard Heat | E
HBB500 | Electric Heat | 109.12 | 15% | 125.49 | 0.625 | Marley (Berko - Qmark) | 500W 120V Hydronic Baseboard Heat | E
HBB2008 | Electric Heat | 220.44 | 15% | 253.51 | 1 | Marley (Berko - Qmark) | 2000W 208V Hydronic Baseboard Heat | E
HBB2007 | Electric Heat | 158.73 | 15% | 182.54 | 1 | Marley (Berko - Qmark) | 2000W 277V Hydronic Baseboard Heat | E
HBB2004 | Electric Heat | 220.44 | 15% | 253.51 | 1 | Marley (Berko - Qmark) | 2000W 240V Hydronic Baseboard Heat | E
HBB1508 | Electric Heat | 185.35 | 15% | 213.15 | 0.875 | Marley (Berko - Qmark) | 1500W 208V Hydronic Baseboard Heat | E
HBB1507 | Electric Heat | 133.65 | 15% | 153.7 | 0.875 | Marley (Berko - Qmark) | 1500W 277V Hydronic Baseboard Heat | E
HBB1504 | Electric Heat | 185.35 | 15% | 213.15 | 0.875 | Marley (Berko - Qmark) | 1500W 240V Hydronic Baseboard Heat | E
HBB1500 | Electric Heat | 185.35 | 15% | 213.15 | 0.875 | Marley (Berko - Qmark) | 1500W 120V Hydronic Baseboard Heat | E
HBB1258 | Electric Heat | 164.78 | 15% | 189.5 | 0.8125 | Marley (Berko - Qmark) | 1250W 208V Hydronic Baseboard Heat | E
HBB1257 | Electric Heat | 118.8 | 15% | 136.62 | 0.8125 | Marley (Berko - Qmark) | 1250W 277V Hydronic Baseboard Heat | E
HBB1254 | Electric Heat | 166.27 | 15% | 191.21 | 0.8125 | Marley (Berko - Qmark) | 1250W 240V Hydronic Baseboard Heat | E
HBB1008 | Electric Heat | 144.54 | 15% | 166.22 | 0.75 | Marley (Berko - Qmark) | 1000W 208V Hydronic Baseboard Heat | E
HBB1007 | Electric Heat | 104.28 | 15% | 119.92 | 0.75 | Marley (Berko - Qmark) | 1000W 277V Hydronic Baseboard Heat | E
HBB1004 | Electric Heat | 144.54 | 15% | 166.22 | 0.75 | Marley (Berko - Qmark) | 1000W 240V Hydronic Baseboard Heat | E
HBB1000 | Electric Heat | 144.54 | 15% | 166.22 | 0.75 | Marley (Berko - Qmark) | 1000W 120V Hydronic Baseboard Heat | E
FRSMPB | Electric Heat | 32.89 | 15% | 37.82 | 1 | Marley (Berko - Qmark) | Surface Sleeve for FRC Wall Heater | E
FRS2PB | Electric Heat | 32.89 | 15% | 37.82 | 1 | Marley (Berko - Qmark) | 2" Recc Sleeve for FRC Wall Heater | E
FRS1PB | Electric Heat | 32.89 | 15% | 37.82 | 1 | Marley (Berko - Qmark) | 1" Recc Sleeve for FRC Wall Heater | E
FRR2 | Electric Heat | 29.26 | 15% | 33.65 | 1 | Marley (Berko - Qmark) | 24V Relay for FRC Wall Heater | E
FRR12 | Electric Heat | 47.85 | 15% | 55.03 | 1 | Marley (Berko - Qmark) | 120V Relay for FRC Wall Heater | E
FRPE | Electric Heat | 98.67 | 15% | 113.47 | 0.75 | Marley (Berko - Qmark) | Pnu/Elec Switch for FRC Wall Heater | E
FRC4827 | Electric Heat | 310.55 | 15% | 357.13 | 1.25 | Marley (Berko - Qmark) | 3600/4800W 240/277V Arch Wall Heatr | E
FRC4824 | Electric Heat | 310.55 | 15% | 357.13 | 1.25 | Marley (Berko - Qmark) | 3600/4800W 208/240V Arch Wall Heatr | E
FRC4820 | Electric Heat | 310.55 | 15% | 357.13 | 1.25 | Marley (Berko - Qmark) | 4800W 208V Arch Wall Heater | E
FRC4027 | Electric Heat | 263.75 | 15% | 303.31 | 1.25 | Marley (Berko - Qmark) | 3000/4000W 240/277V Arch Wall Heatr | E
FRC4024 | Electric Heat | 263.75 | 15% | 303.31 | 1.25 | Marley (Berko - Qmark) | 3000/4000W 208/240V Arch Wall Heatr | E
FRC4020 | Electric Heat | 263.75 | 15% | 303.31 | 1.25 | Marley (Berko - Qmark) | 4000W 208V Arch Wall Heater | E
FRC3027 | Electric Heat | 263.75 | 15% | 303.31 | 1.25 | Marley (Berko - Qmark) | 3000W 277V Arch Wall Heater | E
FRC2027 | Electric Heat | 186.99 | 15% | 215.04 | 1.25 | Marley (Berko - Qmark) | 1500/2000W 240/277V Arch Wall Heatr | E
FRC2024 | Electric Heat | 155.82 | 15% | 179.19 | 1.25 | Marley (Berko - Qmark) | 1500/2000W 208/240V Arch Wall Heatr | E
FRC2020 | Electric Heat | 186.99 | 15% | 215.04 | 1.25 | Marley (Berko - Qmark) | 1500W 208V Arch Wall Heater | E
FRC1527 | Electric Heat | 186.99 | 15% | 215.04 | 1.25 | Marley (Berko - Qmark) | 1500W 277V Arch Wall Heater | E
FRASM | Electric Heat | 35.88 | 15% | 41.26 | 1 | Marley (Berko - Qmark) | Surface Sleeve for FRA Wall Heater | E
FRAS2 | Electric Heat | 36.57 | 15% | 42.06 | 1 | Marley (Berko - Qmark) | 2" Recc Sleeve for FRA Wall Heater | E
FRAS1 | Electric Heat | 36.57 | 15% | 42.06 | 1 | Marley (Berko - Qmark) | 1" Recc Sleeve for FRA Wall Heater | E
FRAFCTP | Electric Heat | 25.89 | 15% | 29.77 | 0.75 | Marley (Berko - Qmark) | Security Cover for FRA Wall Heater | E
FRA4827 | Electric Heat | 278.46 | 15% | 320.23 | 1.25 | Marley (Berko - Qmark) | 3600/4800W 240/277V Design Wall Htr | E
FRA48243 | Electric Heat | 297.5 | 15% | 342.13 | 1.25 | Marley (Berko - Qmark) | 4800W 240V Designer Wall Heater | E
FRA4824 | Electric Heat | 278.46 | 15% | 320.23 | 1.25 | Marley (Berko - Qmark) | 3600/4800W 208/240V Design Wall Htr | E
FRA4820 | Electric Heat | 278.46 | 15% | 320.23 | 1.25 | Marley (Berko - Qmark) | 4800W 208V Designer Wall Heater | E
FRA4027 | Electric Heat | 241.44 | 15% | 277.66 | 1.25 | Marley (Berko - Qmark) | 3000/4000W 240/277V Design Wall Htr | E
FRA40243 | Electric Heat | 279.17 | 15% | 321.05 | 1.25 | Marley (Berko - Qmark) | 4000W 240V Designer Wall Heater | E
FRA4024 | Electric Heat | 241.44 | 15% | 277.66 | 1.25 | Marley (Berko - Qmark) | 3000/4000W 208/240V Design Wall Htr | E
FRA4020 | Electric Heat | 241.44 | 15% | 277.66 | 1.25 | Marley (Berko - Qmark) | 4000W 208V Designer Wall Heater | E
FRA2027 | Electric Heat | 142.49 | 15% | 163.86 | 1.25 | Marley (Berko - Qmark) | 1500/2000W 240/277V Design Wall Htr | E
FRA2024 | Electric Heat | 142.49 | 15% | 163.86 | 1.25 | Marley (Berko - Qmark) | 1500/2000W 208/240V Design Wall Htr | E
FRA2020 | Electric Heat | 166.23 | 15% | 191.16 | 1.25 | Marley (Berko - Qmark) | 2000W 208V Designer Wall Heater | E
CBDCOC | Electric Heat | 18.45 | 15% | 21.22 | 0.5 | Marley (Berko - Qmark) | Outside Corner for LF&OBD B/B Heat | E
CBDCIC | Electric Heat | 17.08 | 15% | 19.64 | 0.5 | Marley (Berko - Qmark) | Inside Corner for LF&OBD B/B Heat | E
CBDBS8 | Electric Heat | 68.77 | 15% | 79.09 | 1 | Marley (Berko - Qmark) | 8ft Blank for LF&OBD B/B Heat | E
CBDBS6 | Electric Heat | 58.08 | 15% | 66.79 | 0.875 | Marley (Berko - Qmark) | 6ft Blank for LF&OBD B/B Heat | E
CBDBS5 | Electric Heat | 51.64 | 15% | 59.39 | 0.75 | Marley (Berko - Qmark) | 5ft Blank for LF&OBD B/B Heat | E
CBDBS4 | Electric Heat | 45.31 | 15% | 52.11 | 0.625 | Marley (Berko - Qmark) | 4ft Blank for LF&OBD B/B Heat | E
CBDBS3 | Electric Heat | 39.45 | 15% | 45.37 | 0.5 | Marley (Berko - Qmark) | 3ft Blank for LF&OBD B/B Heat | E
CBDBS2 | Electric Heat | 34.16 | 15% | 39.28 | 0.5 | Marley (Berko - Qmark) | 2ft Blank for LF&OBD B/B Heat | E
CBD758 | Electric Heat | 123.03 | 15% | 141.48 | 0.625 | Marley (Berko - Qmark) | 750W 208V Commercial B/board Heat | E
CBD757 | Electric Heat | 123.03 | 15% | 141.48 | 0.625 | Marley (Berko - Qmark) | 750W 277V Commercial B/board Heat | E
CBD754 | Electric Heat | 123.03 | 15% | 141.48 | 0.625 | Marley (Berko - Qmark) | 750W 240V Commercial B/board Heat | E
CBD750 | Electric Heat | 123.03 | 15% | 141.48 | 0.625 | Marley (Berko - Qmark) | 750W 120V Commercial B/board Heat | E
CBD508 | Electric Heat | 106.59 | 15% | 122.58 | 0.625 | Marley (Berko - Qmark) | 500W 208V Commercial B/board Heat | E
CBD507 | Electric Heat | 106.59 | 15% | 122.58 | 0.625 | Marley (Berko - Qmark) | 500W 277V Commercial B/board Heat | E
CBD504 | Electric Heat | 106.59 | 15% | 122.58 | 0.625 | Marley (Berko - Qmark) | 500W 240V Commercial B/board Heat | E
CBD500 | Electric Heat | 106.59 | 15% | 122.58 | 0.625 | Marley (Berko - Qmark) | 500W 120V Commercial B/board Heat | E
CBD2008 | Electric Heat | 216.64 | 15% | 249.14 | 1 | Marley (Berko - Qmark) | 2000W 208V Commercial B/board Heat | E
CBD2007 | Electric Heat | 216.64 | 15% | 249.14 | 1 | Marley (Berko - Qmark) | 2000W 277V Commercial B/board Heat | E
CBD2004 | Electric Heat | 216.64 | 15% | 249.14 | 1 | Marley (Berko - Qmark) | 2000W 240V Commercial B/board Heat | E
CBD1508 | Electric Heat | 182.79 | 15% | 210.21 | 0.875 | Marley (Berko - Qmark) | 1500W 208V Commercial B/board Heat | E
CBD1507 | Electric Heat | 182.79 | 15% | 210.21 | 0.875 | Marley (Berko - Qmark) | 15002 277V Commercial B/board Heat | E
CBD1504 | Electric Heat | 182.79 | 15% | 210.21 | 0.875 | Marley (Berko - Qmark) | 1500W 240V Commercial B/board Heat | E
CBD1500 | Electric Heat | 182.79 | 15% | 210.21 | 0.875 | Marley (Berko - Qmark) | 1500W 120V Commercial B/board Heat | E
CBD1258 | Electric Heat | 162.25 | 15% | 186.59 | 0.8125 | Marley (Berko - Qmark) | 1250W 208V Commercial B/board Heat | E
CBD1257 | Electric Heat | 162.25 | 15% | 186.59 | 0.8125 | Marley (Berko - Qmark) | 1250W 277V Commercial B/board Heat | E
CBD1254 | Electric Heat | 162.25 | 15% | 186.59 | 0.8125 | Marley (Berko - Qmark) | 1250W 240V Commercial B/board Heat | E
CBD1250 | Electric Heat | 162.25 | 15% | 186.59 | 0.8125 | Marley (Berko - Qmark) | 1250W 120V Commercial B/board Heat | E
CBD1008 | Electric Heat | 142.31 | 15% | 163.66 | 0.75 | Marley (Berko - Qmark) | 1000W 208V Commercial B/board Heat | E
CBD1007 | Electric Heat | 142.31 | 15% | 163.66 | 0.75 | Marley (Berko - Qmark) | 1000W 277V Commercial B/board Heat | E
CBD1004 | Electric Heat | 142.31 | 15% | 163.66 | 0.75 | Marley (Berko - Qmark) | 1000W 240V Commercial B/board Heat | E
CBD1000 | Electric Heat | 142.31 | 15% | 163.66 | 0.75 | Marley (Berko - Qmark) | 1000W 120V Commercial B/board Heat | E
BVPTPC | Electric Heat | 33.64 | 15% | 38.69 | 1.25 | Marley (Berko - Qmark) | 2 Piece Register Enclosure | E
BVPC | Electric Heat | 33.64 | 15% | 38.69 | 1 | Marley (Berko - Qmark) | 1 Piece Register Enclosure | E
BVP2422I | Electric Heat | 121.22 | 15% | 139.4 | 0.75 | Marley (Berko - Qmark) | 2200W Register Grille | E
BVP2422 | Electric Heat | 153.7 | 15% | 176.76 | 1.25 | Marley (Berko - Qmark) | 2200W 240V Register Heater | E
BVP2022I | Electric Heat | 121.22 | 15% | 139.4 | 0.75 | Marley (Berko - Qmark) | 1500W Register Grille | E
BVP2022 | Electric Heat | 153.7 | 15% | 176.76 | 1.25 | Marley (Berko - Qmark) | 1500W 208V Register Heater | E
BVP1222I | Electric Heat | 121.22 | 15% | 139.4 | 0.75 | Marley (Berko - Qmark) | 750W Register Grille | E
BVP1222 | Electric Heat | 153.7 | 15% | 176.76 | 1.25 | Marley (Berko - Qmark) | 750W 120V Register Heater | E
BKOCBDA8W | Electric Heat | 189.81 | 15% | 218.28 | 1 | Marley (Berko - Qmark) | 8ft Blank for BKO B/B Heat | E
BKOCBDA6W | Electric Heat | 44.34 | 15% | 50.99 | 0.875 | Marley (Berko - Qmark) | 6ft Blank for BKO B/B Heat | E
BKOCBDA5W | Electric Heat | 37.26 | 15% | 42.85 | 0.75 | Marley (Berko - Qmark) | 5ft Blank for BKO B/B Heat | E
BKOCBDA4W | Electric Heat | 33.12 | 15% | 38.09 | 0.625 | Marley (Berko - Qmark) | 4ft Blank for BKO B/B Heat | E
BKOCBDA3W | Electric Heat | 28.84 | 15% | 33.17 | 0.5 | Marley (Berko - Qmark) | 3ft Blank for BKO B/B Heat | E
BKOCBDA2W | Electric Heat | 21.57 | 15% | 24.81 | 0.5 | Marley (Berko - Qmark) | 2ft-6" Blank for BKO B/B Heat | E
BKOC2578W | Electric Heat | 73.83 | 15% | 84.9 | 1.25 | Marley (Berko - Qmark) | 2000W 208V Commercial B/board Heat | E
BKOC2576W | Electric Heat | 60.03 | 15% | 69.03 | 1 | Marley (Berko - Qmark) | 1500W 208V Commercial B/board Heat | E
BKOC2575W | Electric Heat | 52.27 | 15% | 60.11 | 0.875 | Marley (Berko - Qmark) | 1250W 208V Commercial B/board Heat | E
BKOC2574W | Electric Heat | 43.99 | 15% | 50.59 | 0.8125 | Marley (Berko - Qmark) | 1000W 208V Commercial B/board Heat | E
BKOC2573W | Electric Heat | 36.22 | 15% | 41.65 | 0.75 | Marley (Berko - Qmark) | 750W 208V Commercial B/board Heat | E
BKOC25726W | Electric Heat | 31.57 | 15% | 36.31 | 0.625 | Marley (Berko - Qmark) | 500W 208V Commercial B/board Heat | E
BKOC25708W | Electric Heat | 77.62 | 15% | 89.26 | 1.25 | Marley (Berko - Qmark) | 2500W 208V Commercial B/board Heat | E
BKOC2548W | Electric Heat | 73.83 | 15% | 84.9 | 1.25 | Marley (Berko - Qmark) | 2000W 240V Commercial B/board Heat | E
BKOC2546W | Electric Heat | 60.03 | 15% | 69.03 | 1 | Marley (Berko - Qmark) | 1500W 240V Commercial B/board Heat | E
BKOC2545W | Electric Heat | 52.27 | 15% | 60.11 | 0.875 | Marley (Berko - Qmark) | 1250W 240V Commercial B/board Heat | E
BKOC2544W | Electric Heat | 43.99 | 15% | 50.59 | 0.8125 | Marley (Berko - Qmark) | 1000W 240V Commercial B/board Heat | E
BKOC2543W | Electric Heat | 36.22 | 15% | 41.65 | 0.75 | Marley (Berko - Qmark) | 750W 240V Commercial B/board Heat | E
BKOC25426W | Electric Heat | 31.57 | 15% | 36.31 | 0.625 | Marley (Berko - Qmark) | 500W 240V Commercial B/board Heat | E
BKOC25408W | Electric Heat | 77.62 | 15% | 89.26 | 1.25 | Marley (Berko - Qmark) | 2500W 240V Commercial B/board Heat | E
BKOC2516W | Electric Heat | 60.03 | 15% | 69.03 | 1 | Marley (Berko - Qmark) | 1500W 120V Commercial B/board Heat | E
BKOC2515W | Electric Heat | 52.27 | 15% | 60.11 | 0.875 | Marley (Berko - Qmark) | 1250W 120V Commercial B/board Heat | E
BKOC2514W | Electric Heat | 43.99 | 15% | 50.59 | 0.8125 | Marley (Berko - Qmark) | 1000W 120V Commercial B/board Heat | E
BKOC2513W | Electric Heat | 36.22 | 15% | 41.65 | 0.75 | Marley (Berko - Qmark) | 750W 120V Commercial B/board Heat | E
BKOC25126W | Electric Heat | 31.57 | 15% | 36.31 | 0.625 | Marley (Berko - Qmark) | 500W 120V Commercial B/board Heat | E
BKOC2508W | Electric Heat | 73.83 | 15% | 84.9 | 1.25 | Marley (Berko - Qmark) | 2000W 208V Commercial B/board Heat | E
BKOC2506W | Electric Heat | 60.03 | 15% | 69.03 | 1 | Marley (Berko - Qmark) | 1500W 208V Commercial B/board Heat | E
BKOC2505W | Electric Heat | 52.27 | 15% | 60.11 | 0.875 | Marley (Berko - Qmark) | 1250W 208V Commercial B/board Heat | E
BKOC2504W | Electric Heat | 43.99 | 15% | 50.59 | 0.8125 | Marley (Berko - Qmark) | 1000W 208V Commercial B/board Heat | E
BKOC2503W | Electric Heat | 36.22 | 15% | 41.65 | 0.75 | Marley (Berko - Qmark) | 750W 208V Commercial B/board Heat | E
BKOC25026W | Electric Heat | 31.57 | 15% | 36.31 | 0.625 | Marley (Berko - Qmark) | 500W 208V Commercial B/board Heat | E
BKOC25008W | Electric Heat | 77.62 | 15% | 89.26 | 1.25 | Marley (Berko - Qmark) | 2500W 208V Commercial B/board Heat | E
BFDITSP | Electric Heat | 13.07 | 15% | 15.03 | 1 | Marley (Berko - Qmark) | Thermostat for Floor Drop-In Heater | E
BFDI1504 | Electric Heat | 105.23 | 15% | 121.01 | 1.25 | Marley (Berko - Qmark) | 1500W 240V Floor Drop-In Heater | E
BFDI1500 | Electric Heat | 105.23 | 15% | 121.01 | 1.25 | Marley (Berko - Qmark) | 1500W 120V Floor Drop-In Heater | E
BD1154C | Electric Heat | 100.92 | 15% | 116.06 | 1.25 | Marley (Berko - Qmark) | 1500W 240V Euro Style Wall Heater | E
BD1151C | Electric Heat | 100.92 | 15% | 116.06 | 1.25 | Marley (Berko - Qmark) | 1500W 120V Euro Style Wall Heater | E
BD1104C | Electric Heat | 100.92 | 15% | 116.06 | 1.25 | Marley (Berko - Qmark) | 2000W 240VV Euro Style Wall Heater | E
B2540 | Electric Heat | 199.16 | 15% | 229.03 | 1.25 | Marley (Patton) | 4000/3000W 240/208V Deluxe Heater | E
B2530 | Electric Heat | 178.25 | 15% | 204.99 | 1.25 | Marley (Patton) | 3000/2250W 240/208V Deluxe Heater | E
B2452 | Electric Heat | 138.05 | 15% | 158.76 | 1.25 | Marley (Patton) | 1500W 240/208V Counterflow Wall Htr | E
B2451 | Electric Heat | 138.05 | 15% | 158.76 | 1.25 | Marley (Patton) | 1500W 120V Counterflow Wall Heater | E
AWH4507 | Electric Heat | 310.55 | 15% | 357.13 | 1.25 | Marley (Berko - Qmark) | 3600/4800W 240/277V Wall Heater | E
AWH4504 | Electric Heat | 310.55 | 15% | 357.13 | 1.25 | Marley (Berko - Qmark) | 3600/4800W 208/240V Wall Heater | E
AWH4408 | Electric Heat | 263.75 | 15% | 303.31 | 1.25 | Marley (Berko - Qmark) | 4000W 208V Wall Heater | E
AWH4407 | Electric Heat | 263.75 | 15% | 303.31 | 1.25 | Marley (Berko - Qmark) | 3000/4000W 240/277V Wall Heater | E
AWH4404 | Electric Heat | 263.75 | 15% | 303.31 | 1.25 | Marley (Berko - Qmark) | 3000/4000W 208/240V Wall Heater | E
AWH4307 | Electric Heat | 263.75 | 15% | 303.31 | 1.25 | Marley (Berko - Qmark) | 3000W 277V Wall Heater | E
AWH-4208 | Electric Heat | 140.24 | 15% | 161.28 | 1.25 | Marley (Berko - Qmark) | 2000W 208V Wall Heater | E
AWH-4207 | Electric Heat | 276.42 | 15% | 317.88 | 1.25 | Marley (Berko - Qmark) | 1500/2000W 240/277V Wall Heater | E
AWH-4204 | Electric Heat | 158.94 | 15% | 182.78 | 1.25 | Marley (Berko - Qmark) | 1500/2000W 208/240V Wall Heater | E
AWH-4157 | Electric Heat | 158.94 | 15% | 182.78 | 1.25 | Marley (Berko - Qmark) | 1500W 277V Wall Heater | E
A25OAD8 | Electric Heat | 45.5 | 15% | 52.33 | 1 | Marley (Patton) | 1500W 208V 187W/Ft Baseboard Heat | E
A25OAD6 | Electric Heat | 34.83 | 15% | 40.05 | 0.875 | Marley (Patton) | 1125W 208V 187W/Ft Baseboard Heat | E
A25OAD5 | Electric Heat | 33.1 | 15% | 38.07 | 0.8125 | Marley (Patton) | 925W 208V 187W/Ft Baseboard Heat | E
A25OAD4 | Electric Heat | 27.21 | 15% | 31.29 | 0.75 | Marley (Patton) | 750W 208V 187W/Ft Baseboard Heat | E
A25OAD3 | Electric Heat | 24.75 | 15% | 28.46 | 0.625 | Marley (Patton) | 550W 208V 187W/Ft Baseboard Heat | E
A25OAD2 | Electric Heat | 21 | 15% | 24.15 | 0.625 | Marley (Patton) | 300W 208V 187W/Ft Baseboard Heat | E
A25OAD10 | Electric Heat | 53.86 | 15% | 61.94 | 1 | Marley (Patton) | 1875W 208V 187W/Ft Baseboard Heat | E
A2548T | Electric Heat | 118.5 | 15% | 136.28 | 1.25 | Marley (Patton) | 4800/3500W 240/208V Counterflow Htr | E
A2540T | Electric Heat | 123.75 | 15% | 142.31 | 1.25 | Marley (Patton) | 4000/3000W 240/208V Counterflow Htr | E
A2530T | Electric Heat | 111.75 | 15% | 128.51 | 1.25 | Marley (Patton) | 3000/2250W 240/208V Counterflow Htr | E
A2520T | Electric Heat | 115.5 | 15% | 132.83 | 1.25 | Marley (Patton) | 2000/1500W 240/208V Counterflow Htr | E
A2515T | Electric Heat | 133.45 | 15% | 153.47 | 1.25 | Marley (Patton) | 1500/1125W 240/208V Counterflow Htr | E
A188AD8 | Electric Heat | 54.19 | 15% | 62.32 | 1 | Marley (Patton) | 1500W 240V 187W/Ft Baseboard Heat | E
A188AD6 | Electric Heat | 44.75 | 15% | 51.46 | 0.875 | Marley (Patton) | 1125W 240V 187W/Ft Baseboard Heat | E
A188AD5 | Electric Heat | 40.35 | 15% | 46.4 | 0.8125 | Marley (Patton) | 925W 240V 187W/Ft Baseboard Heat | E
A188AD4 | Electric Heat | 33.42 | 15% | 38.43 | 0.75 | Marley (Patton) | 750W 240V 187W/Ft Baseboard Heat | E
A188AD3 | Electric Heat | 27.4 | 15% | 31.51 | 0.625 | Marley (Patton) | 550W 240V 187W/Ft Baseboard Heat | E
A188AD2 | Electric Heat | 23.3 | 15% | 26.8 | 0.625 | Marley (Patton) | 300W 240V 187W/Ft Baseboard Heat | E
A188AD10 | Electric Heat | 69.37 | 15% | 79.78 | 1 | Marley (Patton) | 1875W 240V 187W/Ft Baseboard Heat | E
A12OAD6 | Electric Heat | 34.83 | 15% | 40.05 | 0.875 | Marley (Patton) | 1500W 120V 250W/Ft Baseboard Heat | E
A12OAD5 | Electric Heat | 32.35 | 15% | 37.2 | 0.8125 | Marley (Patton) | 1250W 120V 250W/Ft Baseboard Heat | E
A12OAD4 | Electric Heat | 28.25 | 15% | 32.49 | 0.75 | Marley (Patton) | 1000W 120V 250W/Ft Baseboard Heat | E
A12OAD3 | Electric Heat | 22.75 | 15% | 26.16 | 0.625 | Marley (Patton) | 750W 120V 250W/Ft Baseboard Heat | E
A12OAD2 | Electric Heat | 20.55 | 15% | 23.63 | 0.625 | Marley (Patton) | 400W 120V 250W/Ft Baseboard Heat | E
9840 | Electric Heat | 197.18 | 15% | 226.76 | 1.25 | Nutone | 2000W 240V Wall Heater | E
9819WH | Electric Heat | 126.18 | 15% | 145.11 | 1.25 | Nutone | 1920W 120/240V White Wall Heater | E
9819BWN | Electric Heat | 126.18 | 15% | 145.11 | 1.25 | Nutone | 1920W 120/240V Brown Wall Heater | E
9815WH | Electric Heat | 187.2 | 15% | 215.28 | 1.25 | Nutone | 1500W 120/240V White Wall Heater | E
9815BWN | Electric Heat | 122.93 | 15% | 141.37 | 1.25 | Nutone | 1500W 120/240V Brown Wall Heater | E
9810WH | Electric Heat | 182.23 | 15% | 209.56 | 1.25 | Nutone | 1000W 120/240V White Wall Heater | E
9810BWN | Electric Heat | 119.67 | 15% | 137.62 | 1.25 | Nutone | 1000W 120/240V Brown Wall Heater | E
9515X | Electric Heat | 0 | 15% | 0 | 1 | Nutone | 750W 240V Kickspace Heater | E
9515 | Electric Heat | 0 | 15% | 0 | 1 | Nutone | 1500W 120V Kickspace Heater | E
9358 | Electric Heat | 81.91 | 15% | 94.2 | 1.25 | Nutone | 1500W 120V Radiant Wall Heater | E
9356 | Electric Heat | 78.65 | 15% | 90.45 | 1.25 | Nutone | 1200W 120V Radiant Wall Heater | E
9315XT | Electric Heat | 0 | 15% | 0 | 1.25 | Nutone | 750W 240V Register Heater | E
9315T | Electric Heat | 108.22 | 15% | 124.45 | 1.25 | Nutone | 750W 120V Register Heater | E
9157NT | Electric Heat | 103.63 | 15% | 119.17 | 1 | Nutone | 1250W 240/208 Radiant Ceiling Htr | E
9114NT | Electric Heat | 154.03 | 15% | 177.13 | 1 | Nutone | 1500W 240V Kickspace Heater | E
9112NT | Electric Heat | 182.18 | 15% | 209.51 | 1 | Nutone | 750W 120V Kickspace Heater | E
418 | Electric Heat | 23.32 | 15% | 26.82 | 0.5 | Marley (Patton) | Counterflow Wall Htr Adapter Ring | E
417 | Electric Heat | 22.55 | 15% | 25.93 | 0.5 | Marley (Patton) | Counterflow Wall Htr Adapter Ring | E
414 | Electric Heat | 17.54 | 15% | 20.17 | 0.5 | Marley (Patton) | Forced Air Wall Heater Adapter Ring | E
3420 | Electric Heat | 108.98 | 15% | 125.33 | 1.25 | Marley (Patton) | 2000/1500W No Tstat Wall Htr | E
3415 | Electric Heat | 111.49 | 15% | 128.21 | 1.25 | Marley (Patton) | 1500/1125W No Tstat Wall Htr | E
3281AD | Electric Heat | 6.48 | 15% | 7.45 | 1 | Marley (Patton) | Baseboard Heater Duplex Receptacle | E
3272AD | Electric Heat | 17.28 | 15% | 19.87 | 0.625 | Marley (Patton) | Baseboard Heater DP Thermostat | E
3271AD | Electric Heat | 12.96 | 15% | 14.9 | 0.625 | Marley (Patton) | Baseboard Heater SP Thermostat | E
2578W | Electric Heat | 53.82 | 15% | 61.89 | 1.25 | Marley (Berko - Qmark) | 2000W 277V Residential B/board Heat | E
2576W | Electric Heat | 44.16 | 15% | 50.78 | 1 | Marley (Berko - Qmark) | 1500W 277V Residential B/board Heat | E
2575W | Electric Heat | 38.31 | 15% | 44.06 | 0.875 | Marley (Berko - Qmark) | 1250W 277V Residential B/board Heat | E
2574W | Electric Heat | 31.05 | 15% | 35.71 | 0.8125 | Marley (Berko - Qmark) | 1000W 277V Residential B/board Heat | E
2573W | Electric Heat | 26.04 | 15% | 29.95 | 0.75 | Marley (Berko - Qmark) | 750W 277V Residential B/board Heat | E
2572W | Electric Heat | 21.06 | 15% | 24.22 | 0.625 | Marley (Berko - Qmark) | 400W 277V Residential B/board Heat | E
25726W | Electric Heat | 22.26 | 15% | 25.6 | 0.625 | Marley (Berko - Qmark) | 500W 277V Residential B/board Heat | E
25708W | Electric Heat | 58.32 | 15% | 67.07 | 1.25 | Marley (Berko - Qmark) | 2500W 277V Residential B/board Heat | E
2548W | Electric Heat | 52.11 | 15% | 59.93 | 1.25 | Marley (Berko - Qmark) | 2000W 240V Residential B/board Heat | E
2546W | Electric Heat | 42.45 | 15% | 48.82 | 1 | Marley (Berko - Qmark) | 1500W 240V Residential B/board Heat | E
2545W | Electric Heat | 35.88 | 15% | 41.26 | 0.875 | Marley (Berko - Qmark) | 1250W 240V Residential B/board Heat | E
2544W | Electric Heat | 30 | 15% | 34.5 | 0.8125 | Marley (Berko - Qmark) | 1000W 240V Residential B/board Heat | E
2543W | Electric Heat | 25.02 | 15% | 28.77 | 0.75 | Marley (Berko - Qmark) | 750W 240V Residential B/board Heat | E
2542W | Electric Heat | 20.37 | 15% | 23.43 | 0.625 | Marley (Berko - Qmark) | 400W 240V Residential B/board Heat | E
25426W | Electric Heat | 21.06 | 15% | 24.22 | 0.625 | Marley (Berko - Qmark) | 500W 240V Residential B/board Heat | E
25408W | Electric Heat | 55.89 | 15% | 64.27 | 1.25 | Marley (Berko - Qmark) | 2500W 240V Residential B/board Heat | E
2516W | Electric Heat | 44.1 | 15% | 50.72 | 1 | Marley (Berko - Qmark) | 1500W 120V Residential B/board Heat | E
2515W | Electric Heat | 38.31 | 15% | 44.06 | 0.875 | Marley (Berko - Qmark) | 1250W 120V Residential B/board Heat | E
2514W | Electric Heat | 31.05 | 15% | 35.71 | 0.8125 | Marley (Berko - Qmark) | 1000W 120V Residential B/board Heat | E
2513W | Electric Heat | 26.04 | 15% | 29.95 | 0.75 | Marley (Berko - Qmark) | 750W 120V Residential B/board Heat | E
2512W | Electric Heat | 21.06 | 15% | 24.22 | 0.625 | Marley (Berko - Qmark) | 400W 120V Residential B/board Heat | E
25126W | Electric Heat | 22.26 | 15% | 25.6 | 0.625 | Marley (Berko - Qmark) | 500W 120V Residential B/board Heat | E
2508W | Electric Heat | 53.82 | 15% | 61.89 | 1.25 | Marley (Berko - Qmark) | 2000W 208V Residential B/board Heat | E
2506W | Electric Heat | 44.16 | 15% | 50.78 | 1 | Marley (Berko - Qmark) | 1500W 208V Residential B/board Heat | E
2505W | Electric Heat | 38.31 | 15% | 44.06 | 0.875 | Marley (Berko - Qmark) | 1250W 208V Residential B/board Heat | E
2504W | Electric Heat | 31.05 | 15% | 35.71 | 0.8125 | Marley (Berko - Qmark) | 1000W 208V Residential B/board Heat | E
2503W | Electric Heat | 26.04 | 15% | 29.95 | 0.75 | Marley (Berko - Qmark) | 750W 208V Residential B/board Heat | E
2502W | Electric Heat | 21.06 | 15% | 24.22 | 0.625 | Marley (Berko - Qmark) | 400W 208V Residential B/board Heat | E
25026W | Electric Heat | 22.26 | 15% | 25.6 | 0.625 | Marley (Berko - Qmark) | 500W 208V Residential B/board Heat | E
25008W | Electric Heat | 58.32 | 15% | 67.07 | 1.25 | Marley (Berko - Qmark) | 2500W 208V Residential B/board Heat | E
2436P | Electric Heat | 90 | 15% | 103.5 | 1.25 | Marley (Patton) | 2000/1500W Almnd Force Air Wall Htr | E
2436 | Electric Heat | 81.91 | 15% | 94.2 | 1.25 | Marley (Patton) | 2000/1500W S/Stl Force Air Wall Htr | E
2435P | Electric Heat | 115.5 | 15% | 132.83 | 1.25 | Marley (Patton) | 1500/1125W Almnd Force Air Wall Htr | E
2435 | Electric Heat | 110 | 15% | 126.5 | 1.25 | Marley (Patton) | 1500/1125W S/Stl Force Air Wall Htr | E
2433 | Electric Heat | 77.43 | 15% | 89.04 | 1.25 | Marley (Patton) | 1500/1125W Forced Air Wall Htr | E
2412 | Electric Heat | 57.96 | 15% | 66.65 | 1.25 | Marley (Patton) | 1000/750W 240/208 Radiant Wall Htr | E
1250 | Electric Heat | 40.5 | 15% | 46.58 | 1 | Marley (Patton) | 1250W 240/208 Radiant Ceiling Htr | E
1235P | Electric Heat | 108.35 | 15% | 124.6 | 1.25 | Marley (Patton) | 1500W 120V Almnd Force Air Wall Htr | E
1235 | Electric Heat | 114.95 | 15% | 132.19 | 1.25 | Marley (Patton) | 1500W 120V S/Stl Force Air Wall Htr | E
1233 | Electric Heat | 78.54 | 15% | 90.32 | 1.25 | Marley (Patton) | 1500W 120V Forced Air Ceiling Htr | E
1229E | Electric Heat | 12.77 | 15% | 14.69 | 0.75 | Marley (Patton) | DP Wall Thermostat No Heat | E
1228D | Electric Heat | 10.44 | 15% | 12.01 | 0.75 | Marley (Patton) | SP Wall Thermostat No Heat | E
1212 | Electric Heat | 57.64 | 15% | 66.29 | 1.25 | Marley (Patton) | 2000W 120V Radiant Wall Heater | E
98001002010 | EMT | 7.09 | 15% | 8.15 | 0.175 | Conduit | 4" EMT | C
98001002009 | EMT | 6.92 | 15% | 7.96 | 0.15 | Conduit | 3-1/2" EMT | C
98001002008 | EMT | 5.24 | 15% | 6.03 | 0.125 | Conduit | 3" EMT | C
98001002007 | EMT | 4.13 | 15% | 4.75 | 0.1 | Conduit | 2-1/2" EMT | C
98001002006 | EMT | 2.72 | 15% | 3.13 | 0.0875 | Conduit | 2" EMT | C
98001002005 | EMT | 2.33 | 15% | 2.68 | 0.075 | Conduit | 1-1/2" EMT | C
98001002004 | EMT | 1.9 | 15% | 2.19 | 0.0625 | Conduit | 1-1/4" EMT | C
98001002003 | EMT | 1.17 | 15% | 1.35 | 0.05 | Conduit | 1" EMT | C
98001002002 | EMT | 0.68 | 15% | 0.78 | 0.0375 | Conduit | 3/4" EMT | C
98001002001 | EMT | 0.39 | 15% | 0.45 | 0.025 | Conduit | 1/2" EMT | C
98002002023 | EMT | 3.31 | 15% | 3.81 | 0.1125 | Conduit Fittings | 1" EMT Elbow | E
98002002028 | EMT | 27.61 | 15% | 31.75 | 0.2375 | Conduit Fittings | 3" EMT Elbow | E
98002002027 | EMT | 17.92 | 15% | 20.61 | 0.2125 | Conduit Fittings | 2-1/2" EMT Elbow | E
98002002022 | EMT | 2.15 | 15% | 2.47 | 0.1 | Conduit Fittings | 3/4" EMT Elbow | E
98002002026 | EMT | 8.73 | 15% | 10.04 | 0.1875 | Conduit Fittings | 2" EMT Elbow | E
98002002021 | EMT | 1.91 | 15% | 2.2 | 0.0875 | Conduit Fittings | 1/2" EMT Elbow | E
98002002025 | EMT | 6.24 | 15% | 7.18 | 0.15 | Conduit Fittings | 1-1/2" EMT Elbow | E
98002002024 | EMT | 5.23 | 15% | 6.01 | 0.125 | Conduit Fittings | 1-1/4" EMT Elbow | E
98002002030 | EMT | 39.24 | 15% | 45.13 | 0.2875 | Conduit Fittings | 4" EMT Elbow | E
98002002029 | EMT | 31.08 | 15% | 35.74 | 0.2625 | Conduit Fittings | 3-1/2" EMT Elbow | E
T-36 | EMT Condulets | 40.23 | 15% | 46.26 | 0.5625 | Bridgeport | 2" EMT Conduit Body-Type T | E
T-35 | EMT Condulets | 25.94 | 15% | 29.83 | 0.5 | Bridgeport | 1-1/2" EMT Conduit Body-Type T | E
T-34 | EMT Condulets | 18.88 | 15% | 21.71 | 0.4375 | Bridgeport | 1-1/4" EMT Conduit Body-Type T | E
T-33 | EMT Condulets | 10.6 | 15% | 12.19 | 0.375 | Bridgeport | 1" EMT Conduit Body-Type T | E
T-32 | EMT Condulets | 7.32 | 15% | 8.42 | 0.3125 | Bridgeport | 3/4" EMT Conduit Body-Type T | E
T-31 | EMT Condulets | 6.17 | 15% | 7.1 | 0.25 | Bridgeport | 1/2" EMT Conduit Body-Type T | E
SC-49 | EMT Condulets | 9.38 | 15% | 10.79 | 0.15 | Bridgeport | 3-1/2" EMT Conduit Body Cover | E
SC-47 | EMT Condulets | 7.6 | 15% | 8.74 | 0.15 | Bridgeport | 2-1/2" EMT Conduit Body Cover | E
SC-46 | EMT Condulets | 4.38 | 15% | 5.04 | 0.125 | Bridgeport | 2" EMT Conduit Body Cover | E
SC-44 | EMT Condulets | 2.32 | 15% | 2.67 | 0.125 | Bridgeport | 1-1/4" EMT Conduit Body Cover | E
SC-43 | EMT Condulets | 1.46 | 15% | 1.68 | 0.1 | Bridgeport | 1" EMT Conduit Body Cover | E
SC-42 | EMT Condulets | 1.14 | 15% | 1.31 | 0.1 | Bridgeport | 3/4" EMT Conduit Body Cover | E
SC-41 | EMT Condulets | 0.8 | 15% | 0.92 | 0.1 | Bridgeport | 1/2" EMT Conduit Body Cover | E
LR-36 | EMT Condulets | 33.54 | 15% | 38.57 | 0.5 | Bridgeport | 2" EMT Conduit Body-Type LR | E
LR-35 | EMT Condulets | 20.49 | 15% | 23.56 | 0.4375 | Bridgeport | 1-1/2" EMT Conduit Body-Type LR | E
LR-34 | EMT Condulets | 14.73 | 15% | 16.94 | 0.375 | Bridgeport | 1-1/4" EMT Conduit Body-Type LR | E
LR-33 | EMT Condulets | 9.09 | 15% | 10.45 | 0.3125 | Bridgeport | 1" EMT Conduit Body-Type LR | E
LR-32 | EMT Condulets | 6.22 | 15% | 7.15 | 0.25 | Bridgeport | 3/4" EMT Conduit Body-Type LR | E
LR-31 | EMT Condulets | 4.96 | 15% | 5.7 | 0.1875 | Bridgeport | 1/2" EMT Conduit Body-Type LR | E
LL-36 | EMT Condulets | 33.54 | 15% | 38.57 | 0.5 | Bridgeport | 2" EMT Conduit Body-Type LL | E
LL-35 | EMT Condulets | 20.49 | 15% | 23.56 | 0.4375 | Bridgeport | 1-1/2" EMT Conduit Body-Type LL | E
LL-34 | EMT Condulets | 14.73 | 15% | 16.94 | 0.375 | Bridgeport | 1-1/4" EMT Conduit Body-Type LL | E
LL-33 | EMT Condulets | 9.09 | 15% | 10.45 | 0.3125 | Bridgeport | 1" EMT Conduit Body-Type LL | E
LL-32 | EMT Condulets | 6.22 | 15% | 7.15 | 0.25 | Bridgeport | 3/4" EMT Conduit Body-Type LL | E
LL-31 | EMT Condulets | 4.96 | 15% | 5.7 | 0.1875 | Bridgeport | 1/2" EMT Conduit Body-Type LL | E
LB-40 | EMT Condulets | 182.54 | 15% | 209.92 | 1.375 | Bridgeport | 4" EMT Conduit Body-Type LB | E
LB-39 | EMT Condulets | 168.49 | 15% | 193.76 | 1.0625 | Bridgeport | 3-1/2" EMT Conduit Body-Type LB | E
LB-38 | EMT Condulets | 105.31 | 15% | 121.11 | 0.875 | Bridgeport | 3" EMT Conduit Body-Type LB | E
LB-37 | EMT Condulets | 80.04 | 15% | 92.05 | 0.625 | Bridgeport | 2-1/2" EMT Conduit Body - Type LB | E
LB-36 | EMT Condulets | 20.98 | 15% | 24.13 | 0.5 | Bridgeport | 2" EMT Conduit Body-Type LB | E
LB-35 | EMT Condulets | 13.01 | 15% | 14.96 | 0.4375 | Bridgeport | 1-1/2" EMT Conduit Body-Type LB | E
LB-34 | EMT Condulets | 12.28 | 15% | 14.12 | 0.375 | Bridgeport | 1-1/4" EMT Conduit Body-Type LB | E
LB-33 | EMT Condulets | 7.57 | 15% | 8.71 | 0.3125 | Bridgeport | 1" EMT Conduit Body-Type LB | E
LB-32 | EMT Condulets | 5.1 | 15% | 5.87 | 0.25 | Bridgeport | 3/4" EMT Conduit Body-Type LB | E
LB-31 | EMT Condulets | 4.11 | 15% | 4.73 | 0.1875 | Bridgeport | 1/2" EMT Conduit Body-Type LB | E
C-36 | EMT Condulets | 20.98 | 15% | 24.13 | 0.5 | Bridgeport | 2" EMT Conduit Body-Type C | E
C-35 | EMT Condulets | 13.01 | 15% | 14.96 | 0.4375 | Bridgeport | 1-1/2" EMT Conduit Body-Type C | E
C-34 | EMT Condulets | 12.28 | 15% | 14.12 | 0.375 | Bridgeport | 1-1/4" EMT Conduit Body-Type C | E
C-33 | EMT Condulets | 7.57 | 15% | 8.71 | 0.3125 | Bridgeport | 1" EMT Conduit Body-Type C | E
C-32 | EMT Condulets | 5.1 | 15% | 5.87 | 0.25 | Bridgeport | 3/4" EMT Conduit Body-Type C | E
C-31 | EMT Condulets | 4.11 | 15% | 4.73 | 0.1875 | Bridgeport | 1/2" EMT Conduit Body-Type C | E
TO-223 | EMT Fittings | 4.06 | 15% | 4.67 | 0.0625 | Steel City | 1" EMT Offset Set Screw Conn | E
TO-222 | EMT Fittings | 3.11 | 15% | 3.58 | 0.0625 | Steel City | 3/4" EMT Offset Set Screw Conn | E
TO-221 | EMT Fittings | 1.96 | 15% | 2.25 | 0.0625 | Steel City | 1/2" EMT Offset Set Screw Conn | E
ETR-75 | EMT Fittings | 3.26 | 15% | 3.75 | 0.0625 | O-Z/Gedney | 3/4" EMT-GRC Compression Coup | E
ETR-50 | EMT Fittings | 2.31 | 15% | 2.66 | 0.0625 | O-Z/Gedney | 1/2" EMT-GRC Compression Coup | E
ETR-200 | EMT Fittings | 13.95 | 15% | 16.04 | 0.15 | O-Z/Gedney | 2" EMT-GRC Compression Coup | E
ETR-150 | EMT Fittings | 9.7 | 15% | 11.16 | 0.1125 | O-Z/Gedney | 1-1/2" EMT-GRC Compression Coup | E
ETR-125 | EMT Fittings | 7.85 | 15% | 9.03 | 0.0875 | O-Z/Gedney | 1-1/4" EMT-GRC Compression Coup | E
ETR-100 | EMT Fittings | 4.98 | 15% | 5.73 | 0.0625 | O-Z/Gedney | 1" EMT-GRC Compression Coup | E
925 | EMT Fittings | 2.28 | 15% | 2.62 | 0.05 | Bridgeport | 2" EMT 1 Hole Malleable Strap | E
924 | EMT Fittings | 2.22 | 15% | 2.55 | 0.05 | Bridgeport | 1-1/2" EMT 1 Hole Malleable Strap | E
923 | EMT Fittings | 1.83 | 15% | 2.1 | 0.05 | Bridgeport | 1-1/4" EMT 1 Hole Malleable Strap | E
922 | EMT Fittings | 1.14 | 15% | 1.31 | 0.0375 | Bridgeport | 1" EMT 1 Hole Malleable Strap | E
921 | EMT Fittings | 0.79 | 15% | 0.91 | 0.0375 | Bridgeport | 3/4" EMT 1 Hole Malleable Strap | E
920 | EMT Fittings | 0.56 | 15% | 0.64 | 0.0375 | Bridgeport | 1/2" EMT 1 Hole Malleable Strap | E
910 | EMT Fittings | 9.98 | 15% | 11.48 | 0.0625 | Bridgeport | 4" EMT 1 Hole Malleable Strap | E
909 | EMT Fittings | 8.3 | 15% | 9.55 | 0.0625 | Bridgeport | 3-1/2" EMT 1 Hole Malleable Strap | E
908 | EMT Fittings | 5.33 | 15% | 6.13 | 0.0625 | Bridgeport | 3" EMT 1 Hole Malleable Strap | E
907 | EMT Fittings | 3.78 | 15% | 4.35 | 0.0625 | Bridgeport | 2-1/2" EMT 1 Hole Malleable Strap | E
78174709061 | EMT Fittings | 3.63 | 15% | 4.17 | 0.1875 | Bridgeport | 1/2" EMT Female/Female Pulling Ell | E
64-DC | EMT Fittings | 9.94 | 15% | 11.43 | 0.375 | Bridgeport | 1-1/4" EMT Female/Female Pulling El | E
63-DC | EMT Fittings | 7.31 | 15% | 8.41 | 0.3125 | Bridgeport | 1" EMT Female/Female Pulling Ell | E
62-DC | EMT Fittings | 4.18 | 15% | 4.81 | 0.5875 | Bridgeport | 3/4" EMT Female/Female Pulling Ell | E
54-DC2 | EMT Fittings | 11.6 | 15% | 13.34 | 0.375 | Bridgeport | 1-1/4" EMT Male/Female Pulling Ell | E
53-DC2 | EMT Fittings | 8.83 | 15% | 10.15 | 0.3125 | Bridgeport | 1" EMT Male/Female Pulling Ell | E
52-DC2 | EMT Fittings | 5.78 | 15% | 6.65 | 0.25 | Bridgeport | 3/4" EMT Male/Female Pulling Ell | E
51-DC2 | EMT Fittings | 3.71 | 15% | 4.27 | 0.1875 | Bridgeport | 1/2" EMT Male/Female Pulling Ell | E
4245 | EMT Fittings | 43.94 | 15% | 50.53 | 0.15 | T & B | 2" EMT Insulated Short Elbow | E
4244 | EMT Fittings | 35.58 | 15% | 40.92 | 0.1125 | T & B | 1-1/2" EMT Insulated Short Elbow | E
4243-TB | EMT Fittings | 28.03 | 15% | 32.23 | 0.0875 | T & B | 1-1/4" EMT Insulated Short Elbow | E
4242 | EMT Fittings | 8.54 | 15% | 9.82 | 0.0625 | T & B | 1" EMT Insulated Short Elbow | E
4241-TB | EMT Fittings | 4.24 | 15% | 4.88 | 0.0625 | T & B | 3/4" EMT Insulated Short Elbow | E
4240 | EMT Fittings | 3.34 | 15% | 3.84 | 0.0625 | T & B | 1/2" EMT Insulated Short Elbow | E
4235 | EMT Fittings | 43.64 | 15% | 50.19 | 0.15 | T & B | 2" EMT Short Elbow | E
4234 | EMT Fittings | 34.66 | 15% | 39.86 | 0.1125 | T & B | 1-1/2" EMT Short Elbow | E
4233 | EMT Fittings | 26.48 | 15% | 30.45 | 0.0875 | T & B | 1-1/4" EMT Short Elbow | E
4232 | EMT Fittings | 6.64 | 15% | 7.64 | 0.0625 | T & B | 1" EMT Short Elbow | E
4231 | EMT Fittings | 4.11 | 15% | 4.73 | 0.0625 | T & B | 3/4" EMT Short Elbow | E
4230 | EMT Fittings | 3.19 | 15% | 3.67 | 0.0625 | T & B | 1/2" EMT Short Elbow | E
2966RT | EMT Fittings | 54.41 | 15% | 62.57 | 0.3375 | Raco | 4" EMT Insul Steel Comp RT Conn | E
2966 | EMT Fittings | 17.62 | 15% | 20.26 | 0.3375 | Raco | 4" EMT Insul Steel Comprsn Conn | E
2964RT | EMT Fittings | 48.19 | 15% | 55.42 | 0.3125 | Raco | 3-1/2" EMT Insul Steel Comp RT Conn | E
2964 | EMT Fittings | 17.28 | 15% | 19.87 | 0.3125 | Raco | 3-1/2" EMT Insul Steel Comprsn Conn | E
2962RT | EMT Fittings | 31.02 | 15% | 35.67 | 0.2875 | Raco | 3" EMT Insul Steel Comp RT Conn | E
2962 | EMT Fittings | 11.82 | 15% | 13.59 | 0.2875 | Raco | 3" EMT Insul Steel Comprsn Conn | E
2960RT | EMT Fittings | 21.71 | 15% | 24.97 | 0.25 | Raco | 2-1/2" EMT Insul Steel Comp RT Conn | E
2960 | EMT Fittings | 9.47 | 15% | 10.89 | 0.25 | Raco | 2-1/2" EMT Insul Steel Comprsn Conn | E
2959RT | EMT Fittings | 13.64 | 15% | 15.69 | 0.3125 | Raco | 4" EMT Steel Comp RT Coup | E
2956 | EMT Fittings | 13.4 | 15% | 15.41 | 0.3125 | Raco | 4" EMT Steel Compression Coup | E
2954RT | EMT Fittings | 13.48 | 15% | 15.5 | 0.2875 | Raco | 3-1/2" EMT Steel Comp RT Coup | E
2954 | EMT Fittings | 13.39 | 15% | 15.4 | 0.2875 | Raco | 3-1/2" EMT Steel Compression Coup | E
2952RT | EMT Fittings | 14.09 | 15% | 16.2 | 0.25 | Raco | 3" EMT Steel Comp RT Coup | E
2952 | EMT Fittings | 8.48 | 15% | 9.75 | 0.25 | Raco | 3" EMT Steel Compression Coup | E
2950RT | EMT Fittings | 13.64 | 15% | 15.69 | 0.225 | Raco | 2-1/2" EMT Steel Comp RT Coup | E
2950 | EMT Fittings | 6.89 | 15% | 7.92 | 0.225 | Raco | 2-1/2" EMT Steel Compression Coup | E
2946RT | EMT Fittings | 20.53 | 15% | 23.61 | 0.3375 | Raco | 4" EMT Steel Comp RT Conn | E
2946 | EMT Fittings | 11.58 | 15% | 13.32 | 0.3375 | Raco | 4" EMT Steel Compression Conn | E
2944RT | EMT Fittings | 21.36 | 15% | 24.56 | 0.3125 | Raco | 3-1/2" EMT Steel Comp RT Conn | E
2944 | EMT Fittings | 11.32 | 15% | 13.02 | 0.3125 | Raco | 3-1/2" EMT Steel Compression Conn | E
2942RT | EMT Fittings | 13.3 | 15% | 15.3 | 0.2875 | Raco | 3" EMT Steel Comp RT Conn | E
2942 | EMT Fittings | 7.51 | 15% | 8.64 | 0.2875 | Raco | 3" EMT Steel Compression Conn | E
2940RT | EMT Fittings | 12.16 | 15% | 13.98 | 0.25 | Raco | 2-1/2" EMT Steel Comp RT Conn | E
2940 | EMT Fittings | 5.43 | 15% | 6.24 | 0.25 | Raco | 2-1/2" EMT Steel Compression Conn | E
2928RT | EMT Fittings | 2.99 | 15% | 3.44 | 0.15 | Raco | 2" EMT Steel Comp RT Coup | E
2928 | EMT Fittings | 2.16 | 15% | 2.48 | 0.15 | Raco | 2" EMT Steel Compression Coup | E
2926RT | EMT Fittings | 2.66 | 15% | 3.06 | 0.1125 | Raco | 1-1/2" EMT Steel Comp RT Coup | E
2926 | EMT Fittings | 1.58 | 15% | 1.82 | 0.1125 | Raco | 1-1/2" EMT Steel Compression Coup | E
2925RT | EMT Fittings | 2.1 | 15% | 2.42 | 0.0875 | Raco | 1-1/4" EMT Steel Comp RT Coup | E
2925 | EMT Fittings | 0.96 | 15% | 1.1 | 0.0875 | Raco | 1-1/4" EMT Steel Compression Coup | E
2924RT | EMT Fittings | 1.33 | 15% | 1.53 | 0.0625 | Raco | 1" EMT Steel Comp RT Coup | E
2924 | EMT Fittings | 0.6 | 15% | 0.69 | 0.0625 | Raco | 1" EMT Steel Compression Coup | E
2923RT | EMT Fittings | 0.77 | 15% | 0.89 | 0.0625 | Raco | 3/4" EMT Steel Comp RT Coup | E
2923 | EMT Fittings | 0.37 | 15% | 0.43 | 0.0625 | Raco | 3/4" EMT Steel Compression Coup | E
2922RT | EMT Fittings | 0.64 | 15% | 0.74 | 0.0625 | Raco | 1/2" EMT Steel Comp RT Coup | E
2922 | EMT Fittings | 0.28 | 15% | 0.32 | 0.0625 | Raco | 1/2" EMT Steel Compression Coup | E
2918RT | EMT Fittings | 5.93 | 15% | 6.82 | 0.1875 | Raco | 2" EMT Insul Steel Comp RT Conn | E
2918 | EMT Fittings | 2.67 | 15% | 3.07 | 0.1875 | Raco | 2" EMT Insul Steel Comprsn Conn | E
2916RT | EMT Fittings | 4.97 | 15% | 5.72 | 0.1375 | Raco | 1-1/2" EMT Insul Steel Comp RT Conn | E
2916 | EMT Fittings | 1.83 | 15% | 2.1 | 0.1375 | Raco | 1-1/2" EMT Insul Steel Comprsn Conn | E
2915RT | EMT Fittings | 3.67 | 15% | 4.22 | 0.1125 | Raco | 1-1/4" EMT Insul Steel Comp RT Conn | E
2915 | EMT Fittings | 1.4 | 15% | 1.61 | 0.1125 | Raco | 1-1/4" EMT Insul Steel Comprsn Conn | E
2914RT | EMT Fittings | 2.3 | 15% | 2.65 | 0.0875 | Raco | 1" EMT Insul Steel Comp RT Conn | E
2914 | EMT Fittings | 0.6 | 15% | 0.69 | 0.0875 | Raco | 1" EMT Insul Steel Comprsn Conn | E
2913RT | EMT Fittings | 1.24 | 15% | 1.43 | 0.0875 | Raco | 3/4" EMT Insul Steel Comp RT Conn | E
2913 | EMT Fittings | 0.4 | 15% | 0.46 | 0.0875 | Raco | 3/4" EMT Insul Steel Comprsn Conn | E
2912RT | EMT Fittings | 0.87 | 15% | 1 | 0.0875 | Raco | 1/2" EMT Insul Steel Comp RT Conn | E
2912 | EMT Fittings | 0.31 | 15% | 0.36 | 0.0875 | Raco | 1/2" EMT Insul Steel Comprsn Conn | E
2908RT | EMT Fittings | 4.38 | 15% | 5.04 | 0.1875 | Raco | 2" EMT Steel Comp RT Conn | E
2908 | EMT Fittings | 2.05 | 15% | 2.36 | 0.1875 | Raco | 2" EMT Steel Compression Conn | E
2906RT | EMT Fittings | 2.53 | 15% | 2.91 | 0.1375 | Raco | 1-1/2" EMT Steel Comp RT Conn | E
2906 | EMT Fittings | 1.38 | 15% | 1.59 | 0.1375 | Raco | 1-1/2" EMT Steel Compression Conn | E
2905RT | EMT Fittings | 2.03 | 15% | 2.33 | 0.1125 | Raco | 1-1/4" EMT Steel Comp RT Conn | E
2905 | EMT Fittings | 0.98 | 15% | 1.13 | 0.1125 | Raco | 1-1/4" EMT Steel Compression Conn | E
2904RT | EMT Fittings | 1.3 | 15% | 1.5 | 0.0875 | Raco | 1" EMT Steel Comp RT Conn | E
2904 | EMT Fittings | 0.55 | 15% | 0.63 | 0.0875 | Raco | 1" EMT Steel Compression Conn | E
2903RT | EMT Fittings | 0.83 | 15% | 0.95 | 0.0875 | Raco | 3/4" EMT Steel Comp RT Conn | E
2903 | EMT Fittings | 0.3 | 15% | 0.35 | 0.0875 | Raco | 3/4" EMT Steel Compression Conn | E
2902RT | EMT Fittings | 0.62 | 15% | 0.71 | 0.0875 | Raco | 1/2" EMT Steel Comp RT Conn | E
2902 | EMT Fittings | 0.21 | 15% | 0.24 | 0.0875 | Raco | 1/2" EMT Steel Compression Conn | E
2896 | EMT Fittings | 22.1 | 15% | 25.42 | 0.2875 | Raco | 4" EMT Insul Cast Comprsn Conn | E
2894 | EMT Fittings | 18.97 | 15% | 21.82 | 0.25 | Raco | 3-1/2" EMT Insul Cast Comprsn Conn | E
2892 | EMT Fittings | 15.16 | 15% | 17.43 | 0.225 | Raco | 3" EMT Insul Cast Comprsn Conn | E
2890 | EMT Fittings | 12.91 | 15% | 14.85 | 0.2 | Raco | 2-1/2" EMT Insul Cast Comprsn Conn | E
2876 | EMT Fittings | 16.31 | 15% | 18.76 | 0.3125 | Raco | 4" EMT Cast Comprsn Coupling | E
2874 | EMT Fittings | 14.99 | 15% | 17.24 | 0.2875 | Raco | 3-1/2" EMT Cast Comprsn Coupling | E
2872 | EMT Fittings | 10.92 | 15% | 12.56 | 0.25 | Raco | 3" EMT Cast Comprsn Coupling | E
2870 | EMT Fittings | 9.46 | 15% | 10.88 | 0.225 | Raco | 2-1/2" EMT Cast Comprsn Coupling | E
2846 | EMT Fittings | 14.49 | 15% | 16.66 | 0.2875 | Raco | 4" EMT Cast Compression Conn | E
2844 | EMT Fittings | 10.76 | 15% | 12.37 | 0.25 | Raco | 3-1/2" EMT Cast Compression Conn | E
2842 | EMT Fittings | 8.25 | 15% | 9.49 | 0.225 | Raco | 3" EMT Cast Compression Conn | E
2840 | EMT Fittings | 7.7 | 15% | 8.86 | 0.2 | Raco | 2-1/2" EMT Cast Compression Conn | E
2838 | EMT Fittings | 4.36 | 15% | 5.01 | 0.15 | Raco | 2" EMT Insul Cast Comprsn Conn | E
2836 | EMT Fittings | 2.97 | 15% | 3.42 | 0.1125 | Raco | 1-1/2" EMT Insul Cast Comprsn Conn | E
2835 | EMT Fittings | 2.4 | 15% | 2.76 | 0.0875 | Raco | 1-1/4" EMT Insul Cast Comprsn Conn | E
2834 | EMT Fittings | 1.29 | 15% | 1.48 | 0.0625 | Raco | 1" EMT Insul Cast Comprsn Conn | E
2833 | EMT Fittings | 0.83 | 15% | 0.95 | 0.0625 | Raco | 3/4" EMT Insul Cast Comprsn Conn | E
2832 | EMT Fittings | 0.47 | 15% | 0.54 | 0.0625 | Raco | 1/2" EMT Insul Cast Comprsn Conn | E
2828 | EMT Fittings | 3.83 | 15% | 4.4 | 0.15 | Raco | 2" EMT Cast Comprsn Coupling | E
2826 | EMT Fittings | 2.98 | 15% | 3.43 | 0.1125 | Raco | 1-1/2" EMT Cast Comprsn Coupling | E
2825 | EMT Fittings | 1.82 | 15% | 2.09 | 0.0875 | Raco | 1-1/4" EMT Cast Comprsn Coupling | E
2824 | EMT Fittings | 0.93 | 15% | 1.07 | 0.0625 | Raco | 1" EMT Cast Comprsn Coupling | E
2823 | EMT Fittings | 0.59 | 15% | 0.68 | 0.0625 | Raco | 3/4" EMT Cast Comprsn Coupling | E
2822 | EMT Fittings | 0.36 | 15% | 0.41 | 0.0625 | Raco | 1/2" EMT Cast Comprsn Coupling | E
2808 | EMT Fittings | 3.59 | 15% | 4.13 | 0.15 | Raco | 2" EMT Cast Compression Conn | E
2806 | EMT Fittings | 2.1 | 15% | 2.42 | 0.1125 | Raco | 1-1/2" EMT Cast Compression Conn | E
2805 | EMT Fittings | 1.72 | 15% | 1.98 | 0.0875 | Raco | 1-1/4" EMT Cast Compression Conn | E
2804 | EMT Fittings | 1.04 | 15% | 1.2 | 0.0625 | Raco | 1" EMT Cast Compression Conn | E
2803 | EMT Fittings | 0.5 | 15% | 0.58 | 0.0625 | Raco | 3/4" EMT Cast Compression Conn | E
2802 | EMT Fittings | 0.27 | 15% | 0.31 | 0.0625 | Raco | 1/2" EMT Cast Compression Conn | E
2763 | EMT Fittings | 2.73 | 15% | 3.14 | 0.25 | Raco | 3/4" EMT Male/Female Pulling Ell | E
2762 | EMT Fittings | 1.52 | 15% | 1.75 | 0.1875 | Raco | 1/2" EMT Male/Female Pulling Ell | E
2754 | EMT Fittings | 4.49 | 15% | 5.16 | 0.3125 | Raco | 1" EMT Female/Female Pulling Ell | E
2753 | EMT Fittings | 2.73 | 15% | 3.14 | 0.25 | Raco | 3/4" EMT Female/Female Pulling Ell | E
2752 | EMT Fittings | 1.52 | 15% | 1.75 | 0.1875 | Raco | 1/2" EMT Female/Female Pulling Ell | E
269-RT | EMT Fittings | 26.97 | 15% | 31.02 | 0.3125 | Bridgeport | 4" EMT Cast Comp RT Coup | E
268-RT | EMT Fittings | 23.97 | 15% | 27.57 | 0.2875 | Bridgeport | 3-1/2" EMT Cast Comp RT Coup | E
267-RT | EMT Fittings | 14.62 | 15% | 16.81 | 0.25 | Bridgeport | 3" EMT Cast Comp RT Coup | E
2676 | EMT Fittings | 5.55 | 15% | 6.38 | 0.25 | Raco | 4" EMT Cast Set Screw Coupling | E
2674 | EMT Fittings | 4.9 | 15% | 5.64 | 0.225 | Raco | 3-1/2" EMT Cast Set Screw Coupling | E
2672 | EMT Fittings | 4.19 | 15% | 4.82 | 0.1875 | Raco | 3" EMT Cast Set Screw Coupling | E
2670 | EMT Fittings | 3.68 | 15% | 4.23 | 0.1625 | Raco | 2-1/2" EMT Cast Set Screw Coupling | E
266-RT | EMT Fittings | 11.85 | 15% | 13.63 | 0.225 | Bridgeport | 2-1/2" EMT Cast Comp RT Coup | E
265-RT | EMT Fittings | 5.72 | 15% | 6.58 | 0.15 | Bridgeport | 2" EMT Cast Comp RT Coup | E
2651 | EMT Fittings | 16.43 | 15% | 18.89 | 0.2875 | Raco | 4" EMT Insl Cast Set Screw Conn | E
2650 | EMT Fittings | 14.79 | 15% | 17.01 | 0.25 | Raco | 3-1/2" EMT Insl Cast Set Screw Conn | E
264-RT | EMT Fittings | 4.71 | 15% | 5.42 | 0.1125 | Bridgeport | 1-1/2" EMT Cast Comp RT Coup | E
2649 | EMT Fittings | 11.57 | 15% | 13.31 | 0.225 | Raco | 3" EMT Insl Cast Set Screw Conn | E
2648 | EMT Fittings | 9.8 | 15% | 11.27 | 0.2 | Raco | 2-1/2" EMT Insl Cast Set Screw Conn | E
2646 | EMT Fittings | 6.19 | 15% | 7.12 | 0.2875 | Raco | 4" EMT Cast Set Screw Conn | E
2644 | EMT Fittings | 6.66 | 15% | 7.66 | 0.25 | Raco | 3-1/2" EMT Cast Set Screw Conn | E
2642 | EMT Fittings | 4.19 | 15% | 4.82 | 0.225 | Raco | 3" EMT Cast Set Screw Conn | E
2640 | EMT Fittings | 3.64 | 15% | 4.19 | 0.2 | Raco | 2-1/2" EMT Cast Set Screw Conn | E
263-RT | EMT Fittings | 3.64 | 15% | 4.19 | 0.0875 | Bridgeport | 1-1/4" EMT Cast Comp RT Coup | E
2639 | EMT Fittings | 3.18 | 15% | 3.66 | 0.15 | Raco | 2" EMT Insl Cast Set Screw Conn | E
2638 | EMT Fittings | 2.36 | 15% | 2.71 | 0.1125 | Raco | 1-1/2" EMT Insl Cast Set Screw Conn | E
2637 | EMT Fittings | 1.85 | 15% | 2.13 | 0.0875 | Raco | 1-1/4" EMT Insl Cast Set Screw Conn | E
2636 | EMT Fittings | 0.98 | 15% | 1.13 | 0.0625 | Raco | 1" EMT Insl Cast Set Screw Conn | E
2635 | EMT Fittings | 0.55 | 15% | 0.63 | 0.0625 | Raco | 3/4" EMT Insl Cast Set Screw Conn | E
2634 | EMT Fittings | 0.35 | 15% | 0.4 | 0.0625 | Raco | 1/2" EMT Insl Cast Set Screw Conn | E
262-RT | EMT Fittings | 2.2 | 15% | 2.53 | 0.0625 | Bridgeport | 1" EMT Cast Comp RT Coup | E
2628 | EMT Fittings | 2.04 | 15% | 2.35 | 0.1125 | Raco | 2" EMT Cast Set Screw Coupling | E
2626 | EMT Fittings | 1.5 | 15% | 1.73 | 0.075 | Raco | 1-1/2" EMT Cast Set Screw Coupling | E
2625 | EMT Fittings | 1.07 | 15% | 1.23 | 0.05 | Raco | 1-1/4" EMT Cast Set Screw Coupling | E
2624 | EMT Fittings | 0.61 | 15% | 0.7 | 0.0375 | Raco | 1" EMT Cast Set Screw Coupling | E
2623 | EMT Fittings | 0.34 | 15% | 0.39 | 0.0375 | Raco | 3/4" EMT Cast Set Screw Coupling | E
2622 | EMT Fittings | 0.2 | 15% | 0.23 | 0.0375 | Raco | 1/2" EMT Cast Set Screw Coupling | E
261-RT | EMT Fittings | 1.2 | 15% | 1.38 | 0.0625 | Bridgeport | 3/4" EMT Cast Comp RT Coup | E
260-RT | EMT Fittings | 0.91 | 15% | 1.05 | 0.0625 | Bridgeport | 1/2" EMT Cast Comp RT Coup | E
2608 | EMT Fittings | 1.85 | 15% | 2.13 | 0.15 | Raco | 2" EMT Cast Set Screw Conn | E
2606 | EMT Fittings | 1.39 | 15% | 1.6 | 0.1125 | Raco | 1-1/2" EMT Cast Set Screw Conn | E
2605 | EMT Fittings | 1.04 | 15% | 1.2 | 0.0875 | Raco | 1-1/4" EMT Cast Set Screw Conn | E
2604 | EMT Fittings | 0.44 | 15% | 0.51 | 0.0625 | Raco | 1" EMT Cast Set Screw Conn | E
2603 | EMT Fittings | 0.26 | 15% | 0.3 | 0.0625 | Raco | 3/4" EMT Cast Set Screw Conn | E
2602 | EMT Fittings | 0.16 | 15% | 0.18 | 0.0625 | Raco | 1/2" EMT Cast Set Screw Conn | E
259-RTI2 | EMT Fittings | 30.92 | 15% | 35.56 | 0.3375 | Bridgeport | 4" EMT Insul Cast Comp RT Conn | E
259-RT2 | EMT Fittings | 25.13 | 15% | 28.9 | 0.3375 | Bridgeport | 4" EMT Cast Comp RT Conn | E
258-RTI2 | EMT Fittings | 26.8 | 15% | 30.82 | 0.3125 | Bridgeport | 3/1/2" EMT Insul Cast Comp RT Conn | E
258-RT2 | EMT Fittings | 22.77 | 15% | 26.19 | 0.3125 | Bridgeport | 3-1/2" EMT Cast Comp RT Conn | E
257-RTI2 | EMT Fittings | 15.61 | 15% | 17.95 | 0.2875 | Bridgeport | 3" EMT Insul Cast Comp RT Conn | E
257-RT2 | EMT Fittings | 14.06 | 15% | 16.17 | 0.2875 | Bridgeport | 3" EMT Cast Comp RT Conn | E
256-RTI2 | EMT Fittings | 12.08 | 15% | 13.89 | 0.25 | Bridgeport | 2-1/2 EMT Insul Cast Comp RT Conn | E
256-RT2 | EMT Fittings | 10.94 | 15% | 12.58 | 0.25 | Bridgeport | 2-1/2" EMT Cast Comp RT Conn | E
255-RTI2 | EMT Fittings | 5.83 | 15% | 6.7 | 0.1875 | Bridgeport | 2" EMT Insul Cast Comp RT Conn | E
255-RT2 | EMT Fittings | 4.57 | 15% | 5.26 | 0.1875 | Bridgeport | 2" EMT Cast Comp RT Conn | E
254-RTI2 | EMT Fittings | 4.41 | 15% | 5.07 | 0.1375 | Bridgeport | 1-1/2" EMT Insul Cast Comp RT Conn | E
254-RT2 | EMT Fittings | 3.75 | 15% | 4.31 | 0.1375 | Bridgeport | 1-1/2" EMT Cast Comp RT Conn | E
253-RTI2 | EMT Fittings | 3.54 | 15% | 4.07 | 0.1125 | Bridgeport | 1-1/4" EMT Insul Cast Comp RT Conn | E
253-RT2 | EMT Fittings | 3.01 | 15% | 3.46 | 0.1125 | Bridgeport | 1-1/4" EMT Cast Comp RT Conn | E
252-RTI2 | EMT Fittings | 2.26 | 15% | 2.6 | 0.0875 | Bridgeport | 1" EMT Insul Cast Comp RT Conn | E
252-RT2 | EMT Fittings | 1.89 | 15% | 2.17 | 0.0875 | Bridgeport | 1" EMT Cast Comp RT Conn | E
251-RTI2 | EMT Fittings | 1.28 | 15% | 1.47 | 0.0875 | Bridgeport | 3/4" EMT Insul Cast Comp RT Conn | E
251-RT2 | EMT Fittings | 0.97 | 15% | 1.12 | 0.0875 | Bridgeport | 3/4" EMT Cast Comp RT Conn | E
250-RTI2 | EMT Fittings | 0.85 | 15% | 0.98 | 0.0875 | Bridgeport | 1/2" EMT Insul Cast Comp RT Conn | E
250-RT2 | EMT Fittings | 0.7 | 15% | 0.81 | 0.0875 | Bridgeport | 1/2" EMT Cast Comp RT Conn | E
2416 | EMT Fittings | 98.33 | 15% | 113.08 | 1.75 | Raco | 4" EMT Entrance Cap | E
2414 | EMT Fittings | 89.78 | 15% | 103.25 | 1.25 | Raco | 3-1/2" EMT Entrance Cap | E
2410 | EMT Fittings | 46.98 | 15% | 54.03 | 0.75 | Raco | 2-1/2" EMT Entrance Cap | E
2408 | EMT Fittings | 8.95 | 15% | 10.29 | 0.6875 | Raco | 2" EMT Entrance Cap | E
2406 | EMT Fittings | 7.42 | 15% | 8.53 | 0.5 | Raco | 1-1/2" EMT Entrance Cap | E
2405 | EMT Fittings | 4.72 | 15% | 5.43 | 0.4375 | Raco | 1-1/4" EMT Entrance Cap | E
2404 | EMT Fittings | 3.83 | 15% | 4.4 | 0.3125 | Raco | 1" EMT Entrance Cap | E
2403 | EMT Fittings | 4.57 | 15% | 5.26 | 0.25 | Raco | 3/4" EMT Entrance Cap | E
2402 | EMT Fittings | 3.8 | 15% | 4.37 | 0.1875 | Raco | 1/2" EMT Entrance Cap | E
2254 | EMT Fittings | 0.1 | 15% | 0.12 | 0.0625 | Raco | 1" EMT Nail Drive Strap | E
2253 | EMT Fittings | 0.06 | 15% | 0.07 | 0.0625 | Raco | 3/4" EMT Nail Drive Strap | E
2252 | EMT Fittings | 0.06 | 15% | 0.07 | 0.0625 | Raco | 1/2" EMT Nail Drive Strap | E
2242 | EMT Fittings | 0.53 | 15% | 0.61 | 0.0625 | Raco | 4" EMT 2 Hole Steel Strap | E
2241 | EMT Fittings | 0.47 | 15% | 0.54 | 0.0625 | Raco | 3-1/2" EMT 2 Hole Steel Strap | E
2240 | EMT Fittings | 0.4 | 15% | 0.46 | 0.0625 | Raco | 3" EMT 2 Hole Steel Strap | E
2239 | EMT Fittings | 0.39 | 15% | 0.45 | 0.0625 | Raco | 2-1/2" EMT 2 Hole Steel Strap | E
2166 | EMT Fittings | 10.21 | 15% | 11.74 | 0.2875 | Raco | 4" EMT Insul Stl Set Screw Conn | E
2164 | EMT Fittings | 10.94 | 15% | 12.58 | 0.25 | Raco | 3-1/2" EMT Insul Stl Set Screw Conn | E
2162RAC | EMT Fittings | 8.68 | 15% | 9.98 | 0.225 | Raco | 3" EMT Insul Stl Set Screw Conn | E
2160 | EMT Fittings | 6.56 | 15% | 7.54 | 0.2 | Raco | 2-1/2" EMT Insul Stl Set Screw Conn | E
2156 | EMT Fittings | 4.51 | 15% | 5.19 | 0.25 | Raco | 4" EMT Steel Set Screw Coup | E
2154 | EMT Fittings | 4.15 | 15% | 4.77 | 0.225 | Raco | 3-1/2" EMT Steel Set Screw Coup | E
2152 | EMT Fittings | 3.41 | 15% | 3.92 | 0.1875 | Raco | 3" EMT Steel Set Screw Coup | E
2150 | EMT Fittings | 3.02 | 15% | 3.47 | 0.1625 | Raco | 2-1/2" EMT Steel Set Screw Coup | E
2146 | EMT Fittings | 6.59 | 15% | 7.58 | 0.2875 | Raco | 4" EMT Steel Set Screw Conn | E
2144 | EMT Fittings | 5.98 | 15% | 6.88 | 0.25 | Raco | 3-1/2" EMT Steel Set Screw Conn | E
2142 | EMT Fittings | 4.57 | 15% | 5.26 | 0.225 | Raco | 3" EMT Steel Set Screw Conn | E
2140 | EMT Fittings | 3.74 | 15% | 4.3 | 0.2 | Raco | 2-1/2" EMT Steel Set Screw Conn | E
2128 | EMT Fittings | 1.6 | 15% | 1.84 | 0.15 | Raco | 2" EMT Insul Stl Set Screw Conn | E
2126 | EMT Fittings | 1.08 | 15% | 1.24 | 0.1125 | Raco | 1-1/2" EMT Insul Stl Set Screw Conn | E
2125 | EMT Fittings | 0.74 | 15% | 0.85 | 0.0875 | Raco | 1-1/4" EMT Insul Stl Set Screw Conn | E
2124 | EMT Fittings | 0.41 | 15% | 0.47 | 0.0625 | Raco | 1" EMT Insul Stl Set Screw Conn | E
2123 | EMT Fittings | 0.25 | 15% | 0.29 | 0.0625 | Raco | 3/4" EMT Insul Stl Set Screw Conn | E
2122 | EMT Fittings | 0.15 | 15% | 0.17 | 0.0625 | Raco | 1/2" EMT Insul Stl Set Screw Conn | E
2098 | EMT Fittings | 0.23 | 15% | 0.26 | 0.05 | Raco | 2" EMT 2 Hole Steel Strap | E
2096 | EMT Fittings | 0.16 | 15% | 0.18 | 0.05 | Raco | 1-1/2" EMT 2 Hole Steel Strap | E
2095 | EMT Fittings | 0.14 | 15% | 0.16 | 0.05 | Raco | 1-1/4" EMT 2 Hole Steel Strap | E
2094 | EMT Fittings | 0.09 | 15% | 0.1 | 0.0375 | Raco | 1" EMT 2 Hole Steel Strap | E
2093 | EMT Fittings | 0.05 | 15% | 0.06 | 0.0375 | Raco | 3/4" EMT 2 Hole Steel Strap | E
2092 | EMT Fittings | 0.04 | 15% | 0.05 | 0.0375 | Raco | 1/2" EMT 2 Hole Steel Strap | E
2088 | EMT Fittings | 0.41 | 15% | 0.47 | 0.05 | Raco | 2" EMT 1 Hole Steel Strap | E
2086 | EMT Fittings | 0.28 | 15% | 0.32 | 0.05 | Raco | 1-1/2" EMT 1 Hole Steel Strap | E
2085 | EMT Fittings | 0.15 | 15% | 0.17 | 0.05 | Raco | 1-1/4" EMT 1 Hole Steel Strap | E
2084 | EMT Fittings | 0.1 | 15% | 0.12 | 0.0375 | Raco | 1" EMT 1 Hole Steel Strap | E
2083 | EMT Fittings | 0.08 | 15% | 0.09 | 0.0375 | Raco | 3/4" EMT 1 Hole Steel Strap | E
2082 | EMT Fittings | 0.06 | 15% | 0.07 | 0.0375 | Raco | 1/2" EMT 1 Hole Steel Strap | E
2028 | EMT Fittings | 1.53 | 15% | 1.76 | 0.1125 | Raco | 2" EMT Steel Set Screw Coup | E
2026 | EMT Fittings | 1.13 | 15% | 1.3 | 0.075 | Raco | 1-1/2" EMT Steel Set Screw Coup | E
2025 | EMT Fittings | 0.78 | 15% | 0.9 | 0.05 | Raco | 1-1/4" EMT Steel Set Screw Coup | E
2024 | EMT Fittings | 0.39 | 15% | 0.45 | 0.0375 | Raco | 1" EMT Steel Set Screw Coup | E
2023 | EMT Fittings | 0.23 | 15% | 0.26 | 0.0375 | Raco | 3/4" EMT Steel Set Screw Coup | E
2022 | EMT Fittings | 0.15 | 15% | 0.17 | 0.0375 | Raco | 1/2" EMT Steel Set Screw Coup | E
2008 | EMT Fittings | 1.28 | 15% | 1.47 | 0.15 | Raco | 2" EMT Steel Set Screw Conn | E
2006 | EMT Fittings | 0.88 | 15% | 1.01 | 0.1125 | Raco | 1-1/2" EMT Steel Set Screw Conn | E
2005 | EMT Fittings | 0.64 | 15% | 0.74 | 0.0875 | Raco | 1-1/4" EMT Steel Set Screw Conn | E
2004 | EMT Fittings | 0.33 | 15% | 0.38 | 0.0625 | Raco | 1" EMT Steel Set Screw Conn | E
2003 | EMT Fittings | 0.19 | 15% | 0.22 | 0.0625 | Raco | 3/4" EMT Steel Set Screw Conn | E
2002 | EMT Fittings | 0.11 | 15% | 0.13 | 0.0625 | Raco | 1/2" EMT Steel Set Screw Conn | E
1993 | EMT Fittings | 0.63 | 15% | 0.72 | 0.0625 | Raco | 3/4" EMT Insul Steel Indenter Conn | E
1992 | EMT Fittings | 0.32 | 15% | 0.37 | 0.0625 | Raco | 1/2" EMT Insul Steel Indenter Conn | E
1983 | EMT Fittings | 0.3 | 15% | 0.35 | 0.05 | Raco | 3/4" EMT Steel Indenter Coup | E
1982 | EMT Fittings | 0.19 | 15% | 0.22 | 0.05 | Raco | 1/2" EMT Steel Indenter Coup | E
1973 | EMT Fittings | 0.5 | 15% | 0.58 | 0.0625 | Raco | 3/4" EMT Steel Indenter Conn | E
1972 | EMT Fittings | 0.27 | 15% | 0.31 | 0.0625 | Raco | 1/2" EMT Steel Indenter Conn | E
1953 | EMT Fittings | 4.42 | 15% | 5.08 | 0.0875 | Raco | 3/4" EMT Offset Compression Conn | E
1952 | EMT Fittings | 3.06 | 15% | 3.52 | 0.0875 | Raco | 1/2" EMT Offset Compression Conn | E
1434 | EMT Fittings | 1.44 | 15% | 1.66 | 0.0625 | Raco | 1" EMT-GRC Set Screw Coup | E
1433 | EMT Fittings | 1.14 | 15% | 1.31 | 0.0625 | Raco | 3/4" EMT-GRC Set Screw Coup | E
1432 | EMT Fittings | 0.96 | 15% | 1.1 | 0.0625 | Raco | 1/2" EMT-GRC Set Screw Coup | E
1351 | EMT Fittings | 14.26 | 15% | 16.4 | 0.0625 | Raco | 4" EMT Clamp Back | E
1350 | EMT Fittings | 11.2 | 15% | 12.88 | 0.0625 | Raco | 3-1/2" EMT Clamp Back | E
1349 | EMT Fittings | 8.13 | 15% | 9.35 | 0.0625 | Raco | 3" EMT Clamp Back | E
1348 | EMT Fittings | 2.89 | 15% | 3.32 | 0.05 | Raco | 2" EMT Clamp Back | E
1347 | EMT Fittings | 5.17 | 15% | 5.95 | 0.0625 | Raco | 2-1/2" EMT Clamp Back | E
1346 | EMT Fittings | 1.78 | 15% | 2.05 | 0.05 | Raco | 1-1/2" EMT Clamp Back | E
1345 | EMT Fittings | 1.38 | 15% | 1.59 | 0.05 | Raco | 1-1/4" EMT Clamp Back | E
1344 | EMT Fittings | 0.93 | 15% | 1.07 | 0.0375 | Raco | 1" EMT Clamp Back | E
1343 | EMT Fittings | 0.62 | 15% | 0.71 | 0.0375 | Raco | 3/4" EMT Clamp Back | E
1342 | EMT Fittings | 0.54 | 15% | 0.62 | 0.0375 | Raco | 1/2" EMT Clamp Back | E
1341 | EMT Fittings | 2.58 | 15% | 2.97 | 0.0625 | Raco | 4" EMT 1 Hole Steel Strap | E
1340 | EMT Fittings | 2.03 | 15% | 2.33 | 0.0625 | Raco | 3-1/2" EMT 1 Hole Steel Strap | E
1339 | EMT Fittings | 1.36 | 15% | 1.56 | 0.0625 | Raco | 3" EMT 1 Hole Steel Strap | E
1337 | EMT Fittings | 0.92 | 15% | 1.06 | 0.0625 | Raco | 2-1/2" EMT 1 Hole Steel Strap | E
Q23225NS | Enclosed Circuit Breakers | 80.66 | 15% | 92.76 | 1 | Square D | 100-225A Surface Brkr Enclosure-N1 | E
Q23225NRB | Enclosed Circuit Breakers | 154.29 | 15% | 177.43 | 1 | Square D | 100-225A Surface Brkr Enclosure-3R | E
Q23225NF | Enclosed Circuit Breakers | 80.66 | 15% | 92.76 | 1 | Square D | 100-225A Flush Brkr Enclosure-N1 | E
PEE3425GNS | Enclosed Circuit Breakers | 21907.2 | 15% | 25193.28 | 33 | Square D | 2500A-3P S/N GFI Enclosed Brkr-N1 | E
PEE3425GNR | Enclosed Circuit Breakers | 23776.2 | 15% | 27342.63 | 33 | Square D | 2500A-3P S/N GFI Enclosed Brkr-N3R | E
PEE3420GNS | Enclosed Circuit Breakers | 14355.6 | 15% | 16508.94 | 28 | Square D | 2000A-3P S/N GFI Enclosed Brkr-N1 | E
PEE3420GNR | Enclosed Circuit Breakers | 16293.2 | 15% | 18737.18 | 28 | Square D | 2000A-3P S/N GFI Enclosed Brkr-N3R | E
PEE3418GNS | Enclosed Circuit Breakers | 14355.6 | 15% | 16508.94 | 28 | Square D | 1800A-3P S/N GFI Enclosed Brkr-N1 | E
PEE3418GNR | Enclosed Circuit Breakers | 16293.2 | 15% | 18737.18 | 28 | Square D | 1800A-3P S/N GFI Enclosed Brkr-N3R | E
PEE3416GNS | Enclosed Circuit Breakers | 13760.6 | 15% | 15824.69 | 23 | Square D | 1600A-3P S/N GFI Enclosed Brkr-N1 | E
PEE3416GNR | Enclosed Circuit Breakers | 16545.2 | 15% | 19026.98 | 23 | Square D | 1600A-3P S/N GFI Enclosed Brkr-N3R | E
PEE3414GNS | Enclosed Circuit Breakers | 13760.6 | 15% | 15824.69 | 23 | Square D | 1400A-3P S/N GFI Enclosed Brkr-N1 | E
PEE3414GNR | Enclosed Circuit Breakers | 15705.2 | 15% | 18060.98 | 23 | Square D | 1400A-3P S/N GFI Enclosed Brkr-N3R | E
PEE3412GNS | Enclosed Circuit Breakers | 13167 | 15% | 15142.05 | 18 | Square D | 1200A-3P S/N GFI Enclosed Brkr-N1 | E
PEE3412GNR | Enclosed Circuit Breakers | 15116.64 | 15% | 17384.14 | 18 | Square D | 1200A-3P S/N GFI Enclosed Brkr-N3R | E
PEE3410GNS | Enclosed Circuit Breakers | 13167 | 15% | 15142.05 | 18 | Square D | 1000A-3P S/N GFI Enclosed Brkr-N1 | E
PEE3410GNR | Enclosed Circuit Breakers | 15116.64 | 15% | 17384.14 | 18 | Square D | 1000A-3P S/N GFI Enclosed Brkr-N3R | E
PAE3420NS | Enclosed Circuit Breakers | 8465.8 | 15% | 9735.67 | 28 | Square D | 2000A-3P S/N Enclosed Brkr-N1 | E
PAE3420NR | Enclosed Circuit Breakers | 9751 | 15% | 11213.65 | 28 | Square D | 2000A-3P S/N Enclosed Brkr-N3R | E
PAE3418NS | Enclosed Circuit Breakers | 8465.8 | 15% | 9735.67 | 28 | Square D | 1800A-3P S/N Enclosed Brkr-N1 | E
PAE3418NR | Enclosed Circuit Breakers | 9751 | 15% | 11213.65 | 28 | Square D | 1800A-3P S/N Enclosed Brkr-N3R | E
PAE3416NS | Enclosed Circuit Breakers | 8370.04 | 15% | 9625.55 | 23 | Square D | 1600A-3P S/N Enclosed Brkr-N1 | E
PAE3416NR | Enclosed Circuit Breakers | 9655.52 | 15% | 11103.85 | 23 | Square D | 1600A-3P S/N Enclosed Brkr-N3R | E
PAE3414NS | Enclosed Circuit Breakers | 8159.2 | 15% | 9383.08 | 23 | Square D | 1400A-3P S/N Enclosed Brkr-N1 | E
PAE3414NR | Enclosed Circuit Breakers | 9549.68 | 15% | 10982.13 | 23 | Square D | 1400A-3P S/N Enclosed Brkr-N3R | E
PAE3412NS | Enclosed Circuit Breakers | 8159.48 | 15% | 9383.4 | 18 | Square D | 1200A-3P S/N Enclosed Brkr-N1 | E
PAE3412NR | Enclosed Circuit Breakers | 9447.2 | 15% | 10864.28 | 18 | Square D | 1200A-3P S/N Enclosed Brkr-N3R | E
PAE3410NS | Enclosed Circuit Breakers | 8159.48 | 15% | 9383.4 | 18 | Square D | 1000A-3P S/N Enclosed Brkr-N1 | E
PAE3410NR | Enclosed Circuit Breakers | 9447.2 | 15% | 10864.28 | 18 | Square D | 1000A-3P S/N Enclosed Brkr-N3R | E
P1200R | Enclosed Circuit Breakers | 1032.3 | 15% | 1187.15 | 1.5 | Square D | 250-1200A Surface Brkr Enclousre-3R | E
NCE3600012AWK | Enclosed Circuit Breakers | 3761.8 | 15% | 4326.07 | 18.75 | Square D | 1200A-3P Max Enclosed Brkr-N12 | E
NCE2600012AWK | Enclosed Circuit Breakers | 3346 | 15% | 3847.9 | 15 | Square D | 1200A-2P Max Enclosed Brkr-N12 | E
MHE36000S | Enclosed Circuit Breakers | 2568.44 | 15% | 2953.71 | 14.25 | Square D | 1000A-3P Max Enclosed Surf Brkr-N1 | E
MHE36000RB | Enclosed Circuit Breakers | 2979.2 | 15% | 3426.08 | 14.25 | Square D | 1000A-3P Max Enclosed Brkr-N3R | E
MHE36000F | Enclosed Circuit Breakers | 2568.44 | 15% | 2953.71 | 14.25 | Square D | 1000A-3P Max Enclosed Flush Brkr-N1 | E
MHE36000DS | Enclosed Circuit Breakers | 5054 | 15% | 5812.1 | 18.75 | Square D | 1000A-3P Max Enclosed Brkr-N4/4X | E
MHE36000AWK | Enclosed Circuit Breakers | 2848.72 | 15% | 3276.03 | 18.75 | Square D | 1000A-3P Max Enclosed Brkr-N12 | E
MHE360008S | Enclosed Circuit Breakers | 2034.48 | 15% | 2339.65 | 10.5 | Square D | 800A-3P Max Enclosed Surf Brkr-N1 | E
MHE360008RB | Enclosed Circuit Breakers | 2445.8 | 15% | 2812.67 | 10.5 | Square D | 800A-3P Max Enclosed Brkr-N3R | E
MHE360008F | Enclosed Circuit Breakers | 2034.48 | 15% | 2339.65 | 10.5 | Square D | 800A-3P Max Enclosed Flush Brkr-N1 | E
MHE360008DS | Enclosed Circuit Breakers | 4494.28 | 15% | 5168.42 | 13.5 | Square D | 800A-3P Max Enclosed Brkr-N4/4X | E
MHE360008AWK | Enclosed Circuit Breakers | 2314.76 | 15% | 2661.97 | 13.5 | Square D | 800A-3P Max Enclosed Brkr-N12 | E
MHE360006S | Enclosed Circuit Breakers | 1864.8 | 15% | 2144.52 | 9.25 | Square D | 600A-3P Max Enclosed Surf Brkr-N1 | E
MHE360006RB | Enclosed Circuit Breakers | 2275.56 | 15% | 2616.89 | 9.25 | Square D | 600A-3P Max Enclosed Brkr-N3R | E
MHE360006F | Enclosed Circuit Breakers | 1864.8 | 15% | 2144.52 | 9.25 | Square D | 600A-3P Max Enclosed Flush Brkr-N1 | E
MHE360006DS | Enclosed Circuit Breakers | 4377.24 | 15% | 5033.83 | 12.25 | Square D | 600A-3P Max Enclosed Brkr-N4/4X/5 | E
MHE360006AWK | Enclosed Circuit Breakers | 2144.24 | 15% | 2465.88 | 12.25 | Square D | 600A-3P Max Enclosed Brkr-N12 | E
MHE26000S | Enclosed Circuit Breakers | 2034.48 | 15% | 2339.65 | 10.5 | Square D | 1000A-2P Max Enclosed Surf Brkr-N1 | E
MHE26000RB | Enclosed Circuit Breakers | 2445.8 | 15% | 2812.67 | 10.5 | Square D | 1000A-2P Max Enclosed Brkr-N3R | E
MHE26000F | Enclosed Circuit Breakers | 2034.2 | 15% | 2339.33 | 10.5 | Square D | 1000A-2P Max Enclosed Flush Brkr-N1 | E
MHE26000DS | Enclosed Circuit Breakers | 4494.28 | 15% | 5168.42 | 15 | Square D | 1000A-2P Max Enclosed Brkr-N4/4X | E
MHE26000AWK | Enclosed Circuit Breakers | 2314.76 | 15% | 2661.97 | 15 | Square D | 1000A-2P Max Enclosed Brkr-N12 | E
MHE260008S | Enclosed Circuit Breakers | 1710.8 | 15% | 1967.42 | 8 | Square D | 800A-2P Max Enclosed Surf Brkr-N1 | E
MHE260008RB | Enclosed Circuit Breakers | 2121.84 | 15% | 2440.12 | 8 | Square D | 800A-2P Max Enclosed Brkr-N3R | E
MHE260008F | Enclosed Circuit Breakers | 1710.8 | 15% | 1967.42 | 8 | Square D | 800A-2P Max Enclosed Flush Brkr-N1 | E
MHE260008DS | Enclosed Circuit Breakers | 4196.64 | 15% | 4826.14 | 11 | Square D | 800A-2P Max Enclosed Brkr-N4/4X | E
MHE260008AWK | Enclosed Circuit Breakers | 1990.8 | 15% | 2289.42 | 11 | Square D | 800A-2P Max Enclosed Brkr-N12 | E
MHE260006S | Enclosed Circuit Breakers | 1541.12 | 15% | 1772.29 | 6.75 | Square D | 600A-2P Max Enclosed Surf Brkr-N1 | E
MHE260006RB | Enclosed Circuit Breakers | 1901.48 | 15% | 2186.7 | 6.75 | Square D | 600A-2P Max Enclosed Brkr-N3R | E
MHE260006F | Enclosed Circuit Breakers | 1541.12 | 15% | 1772.29 | 6.75 | Square D | 600A-2P Max Enclosed Flush Brkr-N1 | E
MHE260006DS | Enclosed Circuit Breakers | 4025.56 | 15% | 4629.39 | 9.75 | Square D | 600A-2P Max Enclosed Brkr-N4/4X/5 | E
MHE260006AWK | Enclosed Circuit Breakers | 1820 | 15% | 2093 | 9.75 | Square D | 600A-2P Max Enclosed Brkr-N12 | E
MA1200S | Enclosed Circuit Breakers | 501.35 | 15% | 576.55 | 1.5 | Square D | 125-1000A Surface Brkr Enclosure-N1 | E
MA1000F | Enclosed Circuit Breakers | 30.37 | 15% | 34.93 | 1.5 | Square D | 125-1000A Flush Brkr Enclosuree-N1 | E
M800S | Enclosed Circuit Breakers | 289.71 | 15% | 333.17 | 1.5 | Square D | 300-800A Surface Brkr Enclosure-N1 | E
M800R | Enclosed Circuit Breakers | 798.83 | 15% | 918.65 | 1.5 | Square D | 300-800A Surface Brkr Enclousre-3R | E
M800DS | Enclosed Circuit Breakers | 3746.25 | 15% | 4308.19 | 1.5 | Square D | 300-800A Brkr Enclousre-N4/4X/5 | E
M800AWK | Enclosed Circuit Breakers | 909.83 | 15% | 1046.3 | 2 | Square D | 300-800A Brkr Enclousre-N12 | E
LHE36000S | Enclosed Circuit Breakers | 1211.56 | 15% | 1393.29 | 5.5 | Square D | 400A-3P Max Enclosed Surf Brkr-N1 | E
LHE36000RB | Enclosed Circuit Breakers | 1557.36 | 15% | 1790.96 | 5.5 | Square D | 400A-3P Max Enclosed Brkr-N3R | E
LHE36000F | Enclosed Circuit Breakers | 1211.56 | 15% | 1393.29 | 5.5 | Square D | 400A-3P Max Enclosed Flush Brkr-N1 | E
LHE36000DS | Enclosed Circuit Breakers | 2604 | 15% | 2994.6 | 7 | Square D | 400A-3P Max Enclosed Brkr-N4/4X/5 | E
LHE36000AWK | Enclosed Circuit Breakers | 1362.2 | 15% | 1566.53 | 7 | Square D | 400A-3P Max Enclosed Brkr-N12 | E
LHE26000S | Enclosed Circuit Breakers | 1019.48 | 15% | 1172.4 | 4.25 | Square D | 400A-2P Max Enclosed Surf Brkr-N1 | E
LHE26000RB | Enclosed Circuit Breakers | 1366.12 | 15% | 1571.04 | 4.25 | Square D | 400A-2P Max Enclosed Brkr-N3R | E
LHE26000F | Enclosed Circuit Breakers | 1019.48 | 15% | 1172.4 | 4.25 | Square D | 400A-2P Max Enclosed Flush Brkr-N1 | E
LHE26000DS | Enclosed Circuit Breakers | 2411.92 | 15% | 2773.71 | 5.75 | Square D | 400A-2P Max Enclosed Brkr-N4/4X/5 | E
LHE26000AWK | Enclosed Circuit Breakers | 1170.4 | 15% | 1345.96 | 5.75 | Square D | 400A-2P Max Enclosed Brkr-N12 | E
LA400S | Enclosed Circuit Breakers | 131.72 | 15% | 151.48 | 1.25 | Square D | 125-400A Surface Brkr Enclosure-N1 | E
LA400R | Enclosed Circuit Breakers | 612.35 | 15% | 704.2 | 1 | Square D | 125-400A Surface Brkr Enclousre-3R | E
LA400F | Enclosed Circuit Breakers | 238.52 | 15% | 274.3 | 1.25 | Square D | 125-400A Flush Brkr Enclosure-N1 | E
LA400DS | Enclosed Circuit Breakers | 1988.01 | 15% | 2286.21 | 1.25 | Square D | 125-400A Brkr Enclousre-N4/4X/5 | E
LA400AWK | Enclosed Circuit Breakers | 334.11 | 15% | 384.23 | 1.75 | Square D | 125-400A Brkr Enclousre-N12 | E
KHE36000Y | Enclosed Circuit Breakers | 1331.96 | 15% | 1531.75 | 2.75 | Square D | 225A-3P Max Enclosed Brkr-N9 | E
KHE36000X | Enclosed Circuit Breakers | 1657.04 | 15% | 1905.6 | 4.25 | Square D | 225A-3P Max Enclosed Brkr-N7 | E
KHE36000S | Enclosed Circuit Breakers | 656.88 | 15% | 755.41 | 2.75 | Square D | 225A-3P Max Enclosed Surf Brkr-N1 | E
KHE36000RB | Enclosed Circuit Breakers | 785.12 | 15% | 902.89 | 2.75 | Square D | 225A-3P Max Enclosed Brkr-N3R | E
KHE36000F | Enclosed Circuit Breakers | 656.88 | 15% | 755.41 | 2.75 | Square D | 225A-3P Max Enclosed Flush Brkr-N1 | E
KHE36000DS | Enclosed Circuit Breakers | 1364.72 | 15% | 1569.43 | 3.5 | Square D | 225A-3P Max Enclosed Brkr-N4/4X/5 | E
KHE36000A | Enclosed Circuit Breakers | 735.56 | 15% | 845.89 | 2.75 | Square D | 225A-3P Max Enclosed Brkr-N12K | E
KHE26000Y | Enclosed Circuit Breakers | 1213.52 | 15% | 1395.55 | 2.25 | Square D | 225A-2P Max Enclosed Brkr-N9 | E
KHE26000X | Enclosed Circuit Breakers | 1538.04 | 15% | 1768.75 | 3.5 | Square D | 225A-2P Max Enclosed Brkr-N7 | E
KHE26000S | Enclosed Circuit Breakers | 537.04 | 15% | 617.6 | 2 | Square D | 225A-2P Max Enclosed Surf Brkr-N1 | E
KHE26000RB | Enclosed Circuit Breakers | 665.56 | 15% | 765.39 | 2 | Square D | 225A-2P Max Enclosed Brkr-N3R | E
KHE26000F | Enclosed Circuit Breakers | 537.04 | 15% | 617.6 | 2 | Square D | 225A-2P Max Enclosed Flush Brkr-N1 | E
KHE26000DS | Enclosed Circuit Breakers | 1242.36 | 15% | 1428.71 | 3 | Square D | 225A-2P Max Enclosed Brkr-N4/4X/5 | E
KHE26000A | Enclosed Circuit Breakers | 616.56 | 15% | 709.04 | 2 | Square D | 225A-2P Max Enclosed Brkr-N12K | E
J250S | Enclosed Circuit Breakers | 105.45 | 15% | 121.27 | 1 | Square D | 150-250A Surface Brkr Enclosure-N1 | E
J250R | Enclosed Circuit Breakers | 310.8 | 15% | 357.42 | 1 | Square D | 150-250A Surface Brkr Enclousre-3R | E
J250F | Enclosed Circuit Breakers | 105.45 | 15% | 121.27 | 1 | Square D | 150-250A Flush Brkr Enclosure-N1 | E
J250DS | Enclosed Circuit Breakers | 1259.85 | 15% | 1448.83 | 1 | Square D | 15-150A Brkr Enclousre-N4/4X/5 | E
J250AWK | Enclosed Circuit Breakers | 215.34 | 15% | 247.64 | 1.5 | Square D | 15-150A Brkr Enclousre-N12 | E
IK250DS | Enclosed Circuit Breakers | 1938.06 | 15% | 2228.77 | 1.25 | Square D | 110-250A Brkr Enclousre-N4/4X/5 | E
IK250AWK | Enclosed Circuit Breakers | 324.86 | 15% | 373.59 | 1.75 | Square D | 110-250A Brkr Enclousre-N12 | E
FHE36000Y | Enclosed Circuit Breakers | 622.44 | 15% | 715.81 | 2.75 | Square D | 100A-3P Max Enclosed Brkr-N9 | E
FHE36000X | Enclosed Circuit Breakers | 777.56 | 15% | 894.19 | 3 | Square D | 100A-3P Max Enclosed Brkr-N7 | E
FHE36000S | Enclosed Circuit Breakers | 308.84 | 15% | 355.17 | 2 | Square D | 100A-3P Max Enclosed Surf Brkr-N1 | E
FHE36000RB | Enclosed Circuit Breakers | 390.04 | 15% | 448.55 | 2 | Square D | 100A-3P Max Enclosed Brkr-N3R | E
FHE36000F | Enclosed Circuit Breakers | 308.84 | 15% | 355.17 | 2 | Square D | 100A-3P Max Enclosed Flush Brkr-N1 | E
FHE36000DS | Enclosed Circuit Breakers | 633.64 | 15% | 728.69 | 2.75 | Square D | 100A-3P Max Enclosed Brkr-N4/4X/5 | E
FHE36000A | Enclosed Circuit Breakers | 344.12 | 15% | 395.74 | 2 | Square D | 100A-3P Max Enclosed Brkr-N12K | E
FHE26000Y | Enclosed Circuit Breakers | 563.36 | 15% | 647.86 | 2.25 | Square D | 100A-2P Max Enclosed Brkr-N9 | E
FHE26000X | Enclosed Circuit Breakers | 723.8 | 15% | 832.37 | 2.5 | Square D | 100A-2P Max Enclosed Brkr-N7 | E
FHE26000S | Enclosed Circuit Breakers | 250.32 | 15% | 287.87 | 1.5 | Square D | 100A-2P Max Enclosed Surf Brkr-N1 | E
FHE26000RB | Enclosed Circuit Breakers | 332.36 | 15% | 382.21 | 1.5 | Square D | 100A-2P Max Enclosed Brkr-N3R | E
FHE26000F | Enclosed Circuit Breakers | 250.32 | 15% | 287.87 | 1.5 | Square D | 100A-2P Max Enclosed Flush Brkr-N1 | E
FHE26000DS | Enclosed Circuit Breakers | 591.92 | 15% | 680.71 | 2.25 | Square D | 100A-2P Max Enclosed Brkr-N4/4X/5 | E
FHE26000A | Enclosed Circuit Breakers | 286.16 | 15% | 329.08 | 1.5 | Square D | 100A-2P Max Enclosed Brkr-N12K | E
FA225Y | Enclosed Circuit Breakers | 1672.06 | 15% | 1922.87 | 1.75 | Square D | 70-225A Brkr Enclousre-N9 | E
FA225X | Enclosed Circuit Breakers | 2408.97 | 15% | 2770.32 | 1.75 | Square D | 70-225A Brkr Enclousre-N7 | E
FA100Y | Enclosed Circuit Breakers | 513.93 | 15% | 591.02 | 1.5 | Square D | 15-100A Brkr Enclousre-N9 | E
FA100X | Enclosed Circuit Breakers | 742.22 | 15% | 853.55 | 1.5 | Square D | 15-100A Brkr Enclousre-N7 | E
FA100S | Enclosed Circuit Breakers | 69.93 | 15% | 80.42 | 0.75 | Square D | 15-100A Surface Brkr Enclosure-N1 | E
FA100RB | Enclosed Circuit Breakers | 185 | 15% | 212.75 | 0.75 | Square D | 15-100A Surface Brkr Enclosure-3R | E
FA100F | Enclosed Circuit Breakers | 69.93 | 15% | 80.42 | 0.75 | Square D | 15-100A Flush Brkr Enclosure-N1 | E
FA100DS | Enclosed Circuit Breakers | 529.47 | 15% | 608.89 | 0.75 | Square D | 15-100A Brkr Enclousre-N4/4X/5 | E
FA100AWK | Enclosed Circuit Breakers | 123.95 | 15% | 142.54 | 1.25 | Square D | 15-100A Brkr Enclousre-N12 | E
FA060Y | Enclosed Circuit Breakers | 453.99 | 15% | 522.09 | 1.25 | Square D | 15-60A Brkr Enclousre-N9 | E
FA060X | Enclosed Circuit Breakers | 599.4 | 15% | 689.31 | 1.25 | Square D | 15-60A Brkr Enclousre-N7 | E
EHB125NS | Enclosed Circuit Breakers | 71.2 | 15% | 81.88 | 0.75 | Square D | 15-90A Surface Brkr Enclosure-N1 | E
EHB125NF | Enclosed Circuit Breakers | 80.1 | 15% | 92.12 | 0.75 | Square D | 15-90A Flush Brkr Enclosuree-N1 | E
YS-181812 | Enclosures and Cabinets | 792.05 | 15% | 910.86 | 2 | O-Z/Gedney | 18x18x12 Unflanged Cast Iron J-Box | E
YS-181810 | Enclosures and Cabinets | 749.27 | 15% | 861.66 | 1.75 | O-Z/Gedney | 18x18x10 Unflanged Cast Iron J-Box | E
YS-181808 | Enclosures and Cabinets | 496.46 | 15% | 570.93 | 1.5 | O-Z/Gedney | 18x18x8 Unflanged Cast Iron J-Box | E
YS-181806 | Enclosures and Cabinets | 292.95 | 15% | 336.89 | 1.25 | O-Z/Gedney | 18x18x6 Unflanged Cast Iron J-Box | E
YS-181608 | Enclosures and Cabinets | 438.03 | 15% | 503.73 | 1.25 | O-Z/Gedney | 18x16x8 Unflanged Cast Iron J-Box | E
YS-181606 | Enclosures and Cabinets | 407.8 | 15% | 468.97 | 1.25 | O-Z/Gedney | 18x16x6 Unflanged Cast Iron J-Box | E
YS-181408 | Enclosures and Cabinets | 420.36 | 15% | 483.41 | 1.25 | O-Z/Gedney | 18x14x8 Unflanged Cast Iron J-Box | E
YS-181406 | Enclosures and Cabinets | 378.94 | 15% | 435.78 | 1.25 | O-Z/Gedney | 18x14x6 Unflanged Cast Iron J-Box | E
YS-181212 | Enclosures and Cabinets | 631.16 | 15% | 725.83 | 1.5 | O-Z/Gedney | 18x12x12 Unflanged Cast Iron J-Box | E
YS-181210 | Enclosures and Cabinets | 466.95 | 15% | 536.99 | 1.25 | O-Z/Gedney | 18x12x10 Unflanged Cast Iron J-Box | E
YS-181208 | Enclosures and Cabinets | 374.32 | 15% | 430.47 | 1.25 | O-Z/Gedney | 18x12x8 Unflanged Cast Iron J-Box | E
YS-181206 | Enclosures and Cabinets | 295.74 | 15% | 340.1 | 1 | O-Z/Gedney | 18x12x6 Unflanged Cast Iron J-Box | E
YS-181204 | Enclosures and Cabinets | 270.56 | 15% | 311.14 | 1 | O-Z/Gedney | 18x12x4 Unflanged Cast Iron J-Box | E
YS-180808 | Enclosures and Cabinets | 279.77 | 15% | 321.74 | 1 | O-Z/Gedney | 18x8x8 Unflanged Cast Iron J-Box | E
YS-180806 | Enclosures and Cabinets | 221.96 | 15% | 255.25 | 1 | O-Z/Gedney | 18x8x6 Unflanged Cast Iron J-Box | E
YS-180606 | Enclosures and Cabinets | 204.91 | 15% | 235.65 | 0.75 | O-Z/Gedney | 18x6x6 Unflanged Cast Iron J-Box | E
YS-180604 | Enclosures and Cabinets | 156.95 | 15% | 180.49 | 0.625 | O-Z/Gedney | 18x6x4 Unflanged Cast Iron J-Box | E
YS-161616 | Enclosures and Cabinets | 906.28 | 15% | 1042.22 | 1.75 | O-Z/Gedney | 16x16x16 Unflanged Cast Iron J-Box | E
YS-161612 | Enclosures and Cabinets | 755.93 | 15% | 869.32 | 1.5 | O-Z/Gedney | 16x16x12 Unflanged Cast Iron J-Box | E
YS-161606 | Enclosures and Cabinets | 986.4 | 15% | 1134.36 | 1.25 | O-Z/Gedney | 16x16x6 Unflanged Cast Iron J-Box | E
YS-161208 | Enclosures and Cabinets | 298.45 | 15% | 343.22 | 1.25 | O-Z/Gedney | 16x12x8 Unflanged Cast Iron J-Box | E
YS-161206 | Enclosures and Cabinets | 272.55 | 15% | 313.43 | 1.25 | O-Z/Gedney | 16x12x6 Unflanged Cast Iron J-Box | E
YS-161204 | Enclosures and Cabinets | 252.18 | 15% | 290.01 | 1 | O-Z/Gedney | 16x12x4 Unflanged Cast Iron J-Box | E
YS-161008 | Enclosures and Cabinets | 277.14 | 15% | 318.71 | 1 | O-Z/Gedney | 16x10x8 Unflanged Cast Iron J-Box | E
YS-161006 | Enclosures and Cabinets | 248.24 | 15% | 285.48 | 1 | O-Z/Gedney | 16x10x6 Unflanged Cast Iron J-Box | E
YS-160404 | Enclosures and Cabinets | 128.18 | 15% | 147.41 | 0.5 | O-Z/Gedney | 16x4x4 Unflanged Cast Iron J-Box | E
YS-151006 | Enclosures and Cabinets | 221.96 | 15% | 255.25 | 0.75 | O-Z/Gedney | 15x10x6 Unflanged Cast Iron J-Box | E
YS-150906 | Enclosures and Cabinets | 155 | 15% | 178.25 | 0.625 | O-Z/Gedney | 15x9x6 Unflanged Cast Iron J-Box | E
YS-150904 | Enclosures and Cabinets | 152.45 | 15% | 175.32 | 0.625 | O-Z/Gedney | 15x9x4 Unflanged Cast Iron J-Box | E
YS-150808 | Enclosures and Cabinets | 276.48 | 15% | 317.95 | 1 | O-Z/Gedney | 15x8x8 Unflanged Cast Iron J-Box | E
YS-150604 | Enclosures and Cabinets | 131.99 | 15% | 151.79 | 0.625 | O-Z/Gedney | 15x6x4 Unflanged Cast Iron J-Box | E
YS-141410 | Enclosures and Cabinets | 448.57 | 15% | 515.86 | 1.25 | O-Z/Gedney | 14x14x10 Unflanged Cast Iron J-Box | E
YS-141408 | Enclosures and Cabinets | 310.62 | 15% | 357.21 | 1 | O-Z/Gedney | 14x14x8 Unflanged Cast Iron J-Box | E
YS-141406 | Enclosures and Cabinets | 319.84 | 15% | 367.82 | 1 | O-Z/Gedney | 14x14x6 Unflanged Cast Iron J-Box | E
YS-141008 | Enclosures and Cabinets | 272.55 | 15% | 313.43 | 1 | O-Z/Gedney | 14x10x8 Unflanged Cast Iron J-Box | E
YS-141006 | Enclosures and Cabinets | 251.53 | 15% | 289.26 | 1 | O-Z/Gedney | 14x10x6 Unflanged Cast Iron J-Box | E
YS-140806 | Enclosures and Cabinets | 151.06 | 15% | 173.72 | 0.75 | O-Z/Gedney | 14x8x6 Unflanged Cast Iron J-Box | E
YS-140804 | Enclosures and Cabinets | 123 | 15% | 141.45 | 0.625 | O-Z/Gedney | 14x8x4 Unflanged Cast Iron J-Box | E
YS-121212 | Enclosures and Cabinets | 363.16 | 15% | 417.63 | 1.25 | O-Z/Gedney | 12x12x12 Unflanged Cast Iron J-Box | E
YS-121210 | Enclosures and Cabinets | 321.78 | 15% | 370.05 | 1 | O-Z/Gedney | 12x12x10 Unflanged Cast Iron J-Box | E
YS-121208 | Enclosures and Cabinets | 217.83 | 15% | 250.5 | 1 | O-Z/Gedney | 12x12x8 Unflanged Cast Iron J-Box | E
YS-121206 | Enclosures and Cabinets | 189.87 | 15% | 218.35 | 0.75 | O-Z/Gedney | 12x12x6 Unflanged Cast Iron J-Box | E
YS-121204 | Enclosures and Cabinets | 163.21 | 15% | 187.69 | 0.625 | O-Z/Gedney | 12x12x4 Unflanged Cast Iron J-Box | E
YS-121203 | Enclosures and Cabinets | 147.09 | 15% | 169.15 | 0.625 | O-Z/Gedney | 12x12x3 Unflanged Cast Iron J-Box | E
YS-121008 | Enclosures and Cabinets | 220 | 15% | 253 | 1 | O-Z/Gedney | 12x10x8 Unflanged Cast Iron J-Box | E
YS-121006 | Enclosures and Cabinets | 180.57 | 15% | 207.66 | 0.75 | O-Z/Gedney | 12x10x6 Unflanged Cast Iron J-Box | E
YS-121005 | Enclosures and Cabinets | 170.74 | 15% | 196.35 | 0.75 | O-Z/Gedney | 12x10x5 Unflanged Cast Iron J-Box | E
YS-121004 | Enclosures and Cabinets | 146.44 | 15% | 168.41 | 0.75 | O-Z/Gedney | 12x10x4 Unflanged Cast Iron J-Box | E
YS-120808 | Enclosures and Cabinets | 201.65 | 15% | 231.9 | 0.75 | O-Z/Gedney | 12x8x8 Unflanged Cast Iron J-Box | E
YS-120806 | Enclosures and Cabinets | 157.88 | 15% | 181.56 | 0.75 | O-Z/Gedney | 12x8x6 Unflanged Cast Iron J-Box | E
YS-120804 | Enclosures and Cabinets | 116.4 | 15% | 133.86 | 0.75 | O-Z/Gedney | 12x8x4 Unflanged Cast Iron J-Box | E
YS-120606 | Enclosures and Cabinets | 118.04 | 15% | 135.75 | 0.625 | O-Z/Gedney | 12x6x6 Unflanged Cast Iron J-Box | E
YS-120604 | Enclosures and Cabinets | 95.63 | 15% | 109.97 | 0.5 | O-Z/Gedney | 12x6x4 Unflanged Cast Iron J-Box | E
YS-120603 | Enclosures and Cabinets | 86.18 | 15% | 99.11 | 0.5 | O-Z/Gedney | 12x6x3 Unflanged Cast Iron J-Box | E
YS-120406 | Enclosures and Cabinets | 114.91 | 15% | 132.15 | 0.625 | O-Z/Gedney | 12x4x6 Unflanged Cast Iron J-Box | E
YS-120404 | Enclosures and Cabinets | 97.24 | 15% | 111.83 | 0.5 | O-Z/Gedney | 12x4x4 Unflanged Cast Iron J-Box | E
YS-101006 | Enclosures and Cabinets | 137.23 | 15% | 157.81 | 0.75 | O-Z/Gedney | 10x10x6 Unflanged Cast Iron J-Box | E
YS-101005 | Enclosures and Cabinets | 120.06 | 15% | 138.07 | 0.75 | O-Z/Gedney | 10x10x5 Unflanged Cast Iron J-Box | E
YS-101004 | Enclosures and Cabinets | 112.68 | 15% | 129.58 | 0.625 | O-Z/Gedney | 10x10x4 Unflanged Cast Iron J-Box | E
YS-101003 | Enclosures and Cabinets | 105.33 | 15% | 121.13 | 0.625 | O-Z/Gedney | 10x10x3 Unflanged Cast Iron J-Box | E
YS-100810 | Enclosures and Cabinets | 223.29 | 15% | 256.78 | 1 | O-Z/Gedney | 10x8x9.5 Unflanged Cast Iron J-Box | E
YS-100808 | Enclosures and Cabinets | 174.06 | 15% | 200.17 | 0.75 | O-Z/Gedney | 10x8x8 Unflanged Cast Iron J-Box | E
YS-100806 | Enclosures and Cabinets | 127 | 15% | 146.05 | 0.75 | O-Z/Gedney | 10x8x6 Unflanged Cast Iron J-Box | E
YS-100805 | Enclosures and Cabinets | 122.29 | 15% | 140.63 | 0.625 | O-Z/Gedney | 10x8x5 Unflanged Cast Iron J-Box | E
YS-100804 | Enclosures and Cabinets | 99.35 | 15% | 114.25 | 0.625 | O-Z/Gedney | 10x8x4 Unflanged Cast Iron J-Box | E
YS-100606 | Enclosures and Cabinets | 110.48 | 15% | 127.05 | 0.625 | O-Z/Gedney | 10x6x6 Unflanged Cast Iron J-Box | E
YS-100605 | Enclosures and Cabinets | 99.44 | 15% | 114.36 | 0.625 | O-Z/Gedney | 10x6x5 Unflanged Cast Iron J-Box | E
YS-100604 | Enclosures and Cabinets | 75.14 | 15% | 86.41 | 0.625 | O-Z/Gedney | 10x6x4 Unflanged Cast Iron J-Box | E
YS-100504 | Enclosures and Cabinets | 74.4 | 15% | 85.56 | 0.625 | O-Z/Gedney | 10x5x4 Unflanged Cast Iron J-Box | E
YS-100406 | Enclosures and Cabinets | 79.54 | 15% | 91.47 | 0.625 | O-Z/Gedney | 10x4x6 Unflanged Cast Iron J-Box | E
YS-100403 | Enclosures and Cabinets | 60.45 | 15% | 69.52 | 0.5 | O-Z/Gedney | 10x4x3 Unflanged Cast Iron J-Box | E
YS-090604 | Enclosures and Cabinets | 62.93 | 15% | 72.37 | 0.5 | O-Z/Gedney | 9x6x4 Unflanged Cast Iron J-Box | E
YS-090603 | Enclosures and Cabinets | 60.1 | 15% | 69.12 | 0.5 | O-Z/Gedney | 9x6x3 Unflanged Cast Iron J-Box | E
YS-080808 | Enclosures and Cabinets | 142.56 | 15% | 163.94 | 0.75 | O-Z/Gedney | 8x8x8 Unflanged Cast Iron J-Box | E
YS-080806 | Enclosures and Cabinets | 106.85 | 15% | 122.88 | 0.75 | O-Z/Gedney | 8x8x6 Unflanged Cast Iron J-Box | E
YS-080805 | Enclosures and Cabinets | 99.44 | 15% | 114.36 | 0.625 | O-Z/Gedney | 8x8x5 Unflanged Cast Iron J-Box | E
YS-080804 | Enclosures and Cabinets | 73.31 | 15% | 84.31 | 0.625 | O-Z/Gedney | 8x8x4 Unflanged Cast Iron J-Box | E
YS-080803 | Enclosures and Cabinets | 66.74 | 15% | 76.75 | 0.625 | O-Z/Gedney | 8x8x3 Unflanged Cast Iron J-Box | E
YS-080606 | Enclosures and Cabinets | 90.42 | 15% | 103.98 | 0.625 | O-Z/Gedney | 8x6x6 Unflanged Cast Iron J-Box | E
YS-080605 | Enclosures and Cabinets | 68.66 | 15% | 78.96 | 0.5 | O-Z/Gedney | 8x6x5 Unflanged Cast Iron J-Box | E
YS-080604 | Enclosures and Cabinets | 55.67 | 15% | 64.02 | 0.5 | O-Z/Gedney | 8x6x4 Unflanged Cast Iron J-Box | E
YS-080603 | Enclosures and Cabinets | 51.3 | 15% | 59 | 0.5 | O-Z/Gedney | 8x6x3 Unflanged Cast Iron J-Box | E
YS-080404 | Enclosures and Cabinets | 41.35 | 15% | 47.55 | 0.5 | O-Z/Gedney | 8x4x4 Unflanged Cast Iron J-Box | E
YS-080403 | Enclosures and Cabinets | 39.24 | 15% | 45.13 | 0.5 | O-Z/Gedney | 8x4x3 Unflanged Cast Iron J-Box | E
YS-070503 | Enclosures and Cabinets | 37.57 | 15% | 43.21 | 0.5 | O-Z/Gedney | 7x5x3 Unflanged Cast Iron J-Box | E
YS-060610 | Enclosures and Cabinets | 127.41 | 15% | 146.52 | 0.75 | O-Z/Gedney | 6x6x9.5 Unflanged Cast Iron J-Box | E
YS-060606 | Enclosures and Cabinets | 66.65 | 15% | 76.65 | 0.5 | O-Z/Gedney | 6x6x6 Unflanged Cast Iron J-Box | E
YS-060605 | Enclosures and Cabinets | 57.69 | 15% | 66.34 | 0.5 | O-Z/Gedney | 6x6x5 Unflanged Cast Iron J-Box | E
YS-060604 | Enclosures and Cabinets | 47.95 | 15% | 55.14 | 0.5 | O-Z/Gedney | 6x6x4 Unflanged Cast Iron J-Box | E
YS-060603 | Enclosures and Cabinets | 42.87 | 15% | 49.3 | 0.5 | O-Z/Gedney | 6x6x3 Unflanged Cast Iron J-Box | E
YS-060602 | Enclosures and Cabinets | 37.2 | 15% | 42.78 | 0.5 | O-Z/Gedney | 6x6x2 Unflanged Cast Iron J-Box | E
YS-060404 | Enclosures and Cabinets | 36.65 | 15% | 42.15 | 0.5 | O-Z/Gedney | 6x4x4 Unflanged Cast Iron J-Box | E
YS-060403 | Enclosures and Cabinets | 29.99 | 15% | 34.49 | 0.5 | O-Z/Gedney | 6x4x3 Unflanged Cast Iron J-Box | E
YS-050504 | Enclosures and Cabinets | 33.86 | 15% | 38.94 | 0.5 | O-Z/Gedney | 5x5x4 Unflanged Cast Iron J-Box | E
YS-050503 | Enclosures and Cabinets | 29.99 | 15% | 34.49 | 0.5 | O-Z/Gedney | 5x5x3 Unflanged Cast Iron J-Box | E
YS-040404 | Enclosures and Cabinets | 28.52 | 15% | 32.8 | 0.5 | O-Z/Gedney | 4x4x4 Unflanged Cast Iron J-Box | E
YS-040403 | Enclosures and Cabinets | 19.77 | 15% | 22.74 | 0.5 | O-Z/Gedney | 4x4x3 Unflanged Cast Iron J-Box | E
YS-040402 | Enclosures and Cabinets | 16.08 | 15% | 18.49 | 0.5 | O-Z/Gedney | 4x4x2 Unflanged Cast Iron J-Box | E
YF-363618 | Enclosures and Cabinets | 2817.28 | 15% | 3239.87 | 7.5 | O-Z/Gedney | 36x36x18 Flanged Cast Iron J-Box | E
YF-363612 | Enclosures and Cabinets | 2922.99 | 15% | 3361.44 | 5.75 | O-Z/Gedney | 36x36x12 Flanged Cast Iron J-Box | E
YF-363608 | Enclosures and Cabinets | 2585.71 | 15% | 2973.57 | 5.5 | O-Z/Gedney | 36x36x8 Flanged Cast Iron J-Box | E
YF-362418 | Enclosures and Cabinets | 3037.07 | 15% | 3492.63 | 6.25 | O-Z/Gedney | 36x24x18 Flanged Cast Iron J-Box | E
YF-361818 | Enclosures and Cabinets | 3058.46 | 15% | 3517.23 | 5.5 | O-Z/Gedney | 36x18x18 Flanged Cast Iron J-Box | E
YF-361812 | Enclosures and Cabinets | 1844.19 | 15% | 2120.82 | 3.25 | O-Z/Gedney | 36x18x12 Flanged Cast Iron J-Box | E
YF-361808 | Enclosures and Cabinets | 1375.16 | 15% | 1581.43 | 2.75 | O-Z/Gedney | 36x18x8 Flanged Cast Iron J-Box | E
YF-361806 | Enclosures and Cabinets | 1238.45 | 15% | 1424.22 | 2.75 | O-Z/Gedney | 36x18x6 Flanged Cast Iron J-Box | E
YF-302418 | Enclosures and Cabinets | 3694.8 | 15% | 4249.02 | 4.25 | O-Z/Gedney | 30x24x18 Flanged Cast Iron J-Box | E
YF-302412 | Enclosures and Cabinets | 2752.4 | 15% | 3165.26 | 3.25 | O-Z/Gedney | 30x24x12 Flanged Cast Iron J-Box | E
YF-302408 | Enclosures and Cabinets | 1844.19 | 15% | 2120.82 | 3 | O-Z/Gedney | 30x24x8 Flanged Cast Iron J-Box | E
YF-281212 | Enclosures and Cabinets | 1050.9 | 15% | 1208.54 | 2 | O-Z/Gedney | 28x12x12 Flanged Cast Iron J-Box | E
YF-281208 | Enclosures and Cabinets | 884.74 | 15% | 1017.45 | 1.75 | O-Z/Gedney | 28x12x8 Flanged Cast Iron J-Box | E
YF-242412 | Enclosures and Cabinets | 1477.77 | 15% | 1699.44 | 3 | O-Z/Gedney | 24x24x12 Flanged Cast Iron J-Box | E
YF-242410 | Enclosures and Cabinets | 1343.85 | 15% | 1545.43 | 2.75 | O-Z/Gedney | 24x24x10 Flanged Cast Iron J-Box | E
YF-242408 | Enclosures and Cabinets | 1226.05 | 15% | 1409.96 | 2.5 | O-Z/Gedney | 24x24x8 Flanged Cast Iron J-Box | E
YF-242406 | Enclosures and Cabinets | 1097.4 | 15% | 1262.01 | 2.25 | O-Z/Gedney | 24x24x6 Flanged Cast Iron J-Box | E
YF-241812 | Enclosures and Cabinets | 1134.29 | 15% | 1304.43 | 2.5 | O-Z/Gedney | 24x18x12 Flanged Cast Iron J-Box | E
YF-241810 | Enclosures and Cabinets | 1095.54 | 15% | 1259.87 | 2.25 | O-Z/Gedney | 24x18x10 Flanged Cast Iron J-Box | E
YF-241806 | Enclosures and Cabinets | 911.4 | 15% | 1048.11 | 1.75 | O-Z/Gedney | 24x18x6 Flanged Cast Iron J-Box | E
YF-241212 | Enclosures and Cabinets | 947.05 | 15% | 1089.11 | 1.5 | O-Z/Gedney | 24x12x12 Flanged Cast Iron J-Box | E
YF-241208 | Enclosures and Cabinets | 737.49 | 15% | 848.11 | 1.5 | O-Z/Gedney | 24x12x8 Flanged Cast Iron J-Box | E
YF-241206 | Enclosures and Cabinets | 631.16 | 15% | 725.83 | 1.25 | O-Z/Gedney | 24x12x6 Flanged Cast Iron J-Box | E
YF-181812 | Enclosures and Cabinets | 1068.57 | 15% | 1228.86 | 2 | O-Z/Gedney | 18x18x12 Flanged Cast Iron J-Box | E
YF-181810 | Enclosures and Cabinets | 888.46 | 15% | 1021.73 | 1.75 | O-Z/Gedney | 18x18x10 Flanged Cast Iron J-Box | E
YF-181218 | Enclosures and Cabinets | 1002.85 | 15% | 1153.28 | 2 | O-Z/Gedney | 18x12x18 Flanged Cast Iron J-Box | E
YF-181212 | Enclosures and Cabinets | 631.16 | 15% | 725.83 | 1.5 | O-Z/Gedney | 18x12x12 Flanged Cast Iron J-Box | E
YF-181210 | Enclosures and Cabinets | 480.5 | 15% | 552.58 | 1.25 | O-Z/Gedney | 18x12x10 Flanged Cast Iron J-Box | E
YF-181204 | Enclosures and Cabinets | 359.29 | 15% | 413.18 | 1 | O-Z/Gedney | 18x12x4 Cast Iron Junction Box | E
YF-180806 | Enclosures and Cabinets | 304.11 | 15% | 349.73 | 1 | O-Z/Gedney | 18x8x6 Flanged Cast Iron J-Box | E
YF-180804 | Enclosures and Cabinets | 276.52 | 15% | 318 | 1 | O-Z/Gedney | 18x8x4 Flanged Cast Iron J-Box | E
YF-180606 | Enclosures and Cabinets | 242.34 | 15% | 278.69 | 0.75 | O-Z/Gedney | 18x6x6 Flanged Cast Iron J-Box | E
YF-161606 | Enclosures and Cabinets | 451.2 | 15% | 518.88 | 1.25 | O-Z/Gedney | 16x16x6 Flanged Cast Iron J-Box | E
YF-161208 | Enclosures and Cabinets | 376.03 | 15% | 432.43 | 1.25 | O-Z/Gedney | 16x12x8 Flanged Cast Iron J-Box | E
YF-161206 | Enclosures and Cabinets | 315.27 | 15% | 362.56 | 1.25 | O-Z/Gedney | 16x12x6 Flanged Cast Iron J-Box | E
YF-161204 | Enclosures and Cabinets | 262.04 | 15% | 301.35 | 1 | O-Z/Gedney | 16x12x4 Flanged Cast Iron J-Box | E
YF-141410 | Enclosures and Cabinets | 549.01 | 15% | 631.36 | 1.25 | O-Z/Gedney | 14x14x10 Flanged Cast Iron J-Box | E
YF-141408 | Enclosures and Cabinets | 437.41 | 15% | 503.02 | 1 | O-Z/Gedney | 14x14x8 Flanged Cast Iron J-Box | E
YF-141406 | Enclosures and Cabinets | 407.8 | 15% | 468.97 | 1 | O-Z/Gedney | 14x14x6 Flanged Cast Iron J-Box | E
YF-140808 | Enclosures and Cabinets | 265.36 | 15% | 305.16 | 1 | O-Z/Gedney | 14x8x8 Flanged Cast Iron J-Box | E
YF-140806 | Enclosures and Cabinets | 192.41 | 15% | 221.27 | 0.75 | O-Z/Gedney | 14x8x6 Flanged Cast Iron J-Box | E
YF-140804 | Enclosures and Cabinets | 166.78 | 15% | 191.8 | 0.625 | O-Z/Gedney | 14x8x4 Flanged Cast Iron J-Box | E
YF-121210 | Enclosures and Cabinets | 340.84 | 15% | 391.97 | 1 | O-Z/Gedney | 12x12x10Flanged Cast Iron J-Box | E
YF-121207 | Enclosures and Cabinets | 267.29 | 15% | 307.38 | 1 | O-Z/Gedney | 12x12x7 Flanged Cast Iron J-Box | E
YF-121204 | Enclosures and Cabinets | 227.85 | 15% | 262.03 | 0.625 | O-Z/Gedney | 12x12x4 Flanged Cast Iron J-Box | E
YF-121008 | Enclosures and Cabinets | 242.32 | 15% | 278.67 | 1 | O-Z/Gedney | 12x10x8 Flanged Cast Iron J-Box | E
YF-121006 | Enclosures and Cabinets | 214.05 | 15% | 246.16 | 0.75 | O-Z/Gedney | 12x10x6 Flanged Cast Iron J-Box | E
YF-121004 | Enclosures and Cabinets | 188.48 | 15% | 216.75 | 0.75 | O-Z/Gedney | 12x10x4 Flanged Cast Iron J-Box | E
YF-120808 | Enclosures and Cabinets | 214.76 | 15% | 246.97 | 0.75 | O-Z/Gedney | 12x8x8 Flanged Cast Iron J-Box | E
YF-120806 | Enclosures and Cabinets | 171.43 | 15% | 197.14 | 0.75 | O-Z/Gedney | 12x8x6 Flanged Cast Iron J-Box | E
YF-120606 | Enclosures and Cabinets | 150.35 | 15% | 172.9 | 0.625 | O-Z/Gedney | 12x6x6 Flanged Cast Iron J-Box | E
YF-120604 | Enclosures and Cabinets | 126.69 | 15% | 145.69 | 0.5 | O-Z/Gedney | 12x6x4 Flanged Cast Iron J-Box | E
YF-120404 | Enclosures and Cabinets | 128.18 | 15% | 147.41 | 0.5 | O-Z/Gedney | 12x4x4 Flanged Cast Iron J-Box | E
YF-101008 | Enclosures and Cabinets | 227.85 | 15% | 262.03 | 0.75 | O-Z/Gedney | 10x10x8 Flanged Cast Iron J-Box | E
YF-101004 | Enclosures and Cabinets | 176 | 15% | 202.4 | 0.625 | O-Z/Gedney | 10x10x4 Flanged Cast Iron J-Box | E
YF-100808 | Enclosures and Cabinets | 187.16 | 15% | 215.23 | 0.75 | O-Z/Gedney | 10x8x8 Cast Iron Junction Box | E
YF-100804 | Enclosures and Cabinets | 140.52 | 15% | 161.6 | 0.625 | O-Z/Gedney | 10x8x4 Flanged Cast Iron J-Box | E
YF-100606 | Enclosures and Cabinets | 125.24 | 15% | 144.03 | 0.625 | O-Z/Gedney | 10x6x6 Flanged Cast Iron J-Box | E
YF-100604 | Enclosures and Cabinets | 105.33 | 15% | 121.13 | 0.625 | O-Z/Gedney | 10x6x4 Flanged Cast Iron J-Box | E
YF-080808 | Enclosures and Cabinets | 160.27 | 15% | 184.31 | 0.75 | O-Z/Gedney | 8x8x8 Flanged Cast Iron J-Box | E
YF-080603 | Enclosures and Cabinets | 74.4 | 15% | 85.56 | 0.5 | O-Z/Gedney | 8x6x3 Flanged Cast Iron J-Box | E
YF-080404 | Enclosures and Cabinets | 64.32 | 15% | 73.97 | 0.5 | O-Z/Gedney | 8x4x4 Flanged Cast Iron J-Box | E
YF-080403 | Enclosures and Cabinets | 59.64 | 15% | 68.59 | 0.5 | O-Z/Gedney | 8x4x3 Flanged Cast Iron J-Box | E
YF-060606 | Enclosures and Cabinets | 80.69 | 15% | 92.79 | 0.5 | O-Z/Gedney | 6x6x6 Flanged Cast Iron J-Box | E
YF-060603 | Enclosures and Cabinets | 56.85 | 15% | 65.38 | 0.5 | O-Z/Gedney | 6x6x3 Flanged Cast Iron J-Box | E
YF-060404 | Enclosures and Cabinets | 47.97 | 15% | 55.17 | 0.5 | O-Z/Gedney | 6x4x4 Flanged Cast Iron J-Box | E
YF-060403 | Enclosures and Cabinets | 44.2 | 15% | 50.83 | 0.5 | O-Z/Gedney | 6x4x3 Flanged Cast Iron J-Box | E
YF-050504 | Enclosures and Cabinets | 138.75 | 15% | 159.56 | 0.5 | O-Z/Gedney | 5x5x4 Flanged Cast Iron J-Box | E
YF-040403 | Enclosures and Cabinets | 32.3 | 15% | 37.15 | 0.5 | O-Z/Gedney | 4x4x3 Flanged Cast Iron J-Box | E
YE-302410 | Enclosures and Cabinets | 2578 | 15% | 2964.7 | 3.25 | O-Z/Gedney | 30x24x10 Cast Iron Junction Box | E
YE-241808 | Enclosures and Cabinets | 1335.6 | 15% | 1535.94 | 2 | O-Z/Gedney | 24x18x8 Cast Iron Junction Box | E
YE-181808 | Enclosures and Cabinets | 1032.8 | 15% | 1187.72 | 1.5 | O-Z/Gedney | 18x18x8 Cast Iron Junction Box | E
YE-181806 | Enclosures and Cabinets | 904.8 | 15% | 1040.52 | 1.25 | O-Z/Gedney | 18x18x6 Cast Iron Junction Box | E
YE-181208 | Enclosures and Cabinets | 578.8 | 15% | 665.62 | 1.25 | O-Z/Gedney | 18x12x8 Cast Iron Junction Box | E
YE-181206 | Enclosures and Cabinets | 521.2 | 15% | 599.38 | 1.25 | O-Z/Gedney | 18x12x6 Cast Iron Junction Box | E
YE-121212 | Enclosures and Cabinets | 502.4 | 15% | 577.76 | 1.25 | O-Z/Gedney | 12x12x12 Cast Iron Junction Box | E
YE-121208 | Enclosures and Cabinets | 370.4 | 15% | 425.96 | 1 | O-Z/Gedney | 12x12x8 Cast Iron Junction Box | E
YE-121206 | Enclosures and Cabinets | 330 | 15% | 379.5 | 0.75 | O-Z/Gedney | 12x12x6 Cast Iron Junction Box | E
YE-120804 | Enclosures and Cabinets | 189.8 | 15% | 218.27 | 0.75 | O-Z/Gedney | 12x8x4 Cast Iron Junction Box | E
YE-101006 | Enclosures and Cabinets | 251 | 15% | 288.65 | 0.75 | O-Z/Gedney | 10x10x6 Cast Iron Junction Box | E
YE-100806 | Enclosures and Cabinets | 215.2 | 15% | 247.48 | 0.75 | O-Z/Gedney | 10x8x6 Cast Iron Junction Box | E
YE-080806 | Enclosures and Cabinets | 161.56 | 15% | 185.79 | 0.75 | O-Z/Gedney | 8x8x6 Cast Iron Junction Box | E
YE-080804 | Enclosures and Cabinets | 139.8 | 15% | 160.77 | 0.625 | O-Z/Gedney | 8x8x4 Cast Iron Junction Box | E
YE-080606 | Enclosures and Cabinets | 126.3 | 15% | 145.25 | 0.625 | O-Z/Gedney | 8x6x6 Cast Iron Junction Box | E
YE-080604 | Enclosures and Cabinets | 105.5 | 15% | 121.33 | 0.5 | O-Z/Gedney | 8x6x4 Cast Iron Junction Box | E
YE-060604 | Enclosures and Cabinets | 81.28 | 15% | 93.47 | 0.5 | O-Z/Gedney | 6x6x4 Cast Iron Junction Box | E
YE040404 | Enclosures and Cabinets | 45.92 | 15% | 52.81 | 0.5 | O-Z/Gedney | 4x4x4 Cast Iron Junction Box | E
TC24356 | Enclosures and Cabinets | 164.58 | 15% | 189.27 | 1.75 | Square D | 24x35x6 Phone Cabinet w/Cover | E
TC24354 | Enclosures and Cabinets | 158.08 | 15% | 181.79 | 1.75 | Square D | 24x35x4 Phone Cabinet w/Cover | E
TC24236 | Enclosures and Cabinets | 140.92 | 15% | 162.06 | 1.5 | Square D | 24x23x6 Phone Cabinet w/Cover | E
TC18244 | Enclosures and Cabinets | 110.11 | 15% | 126.63 | 1 | Square D | 18x24.25x4 Phone Cabinet w/Cover | E
TC14204 | Enclosures and Cabinets | 76.41 | 15% | 87.87 | 1 | Square D | 14x20.25x4 Phone Cabinet w/Cover | E
S602418 | Enclosures and Cabinets | 4771 | 15% | 5486.65 | 10 | Spring City | 60x24x18 Unflanged Cast Iron J-Box | E
S483024 | Enclosures and Cabinets | 5688 | 15% | 6541.2 | 10.75 | Spring City | 48x30x24 Unflanged Cast Iron J-Box | E
S482408 | Enclosures and Cabinets | 2037 | 15% | 2342.55 | 5.5 | Spring City | 48x24x8 Unflanged Cast Iron J-Box | E
S480606 | Enclosures and Cabinets | 575.7 | 15% | 662.06 | 1.75 | Spring City | 48x6x6 Unflanged Cast Iron J-Box | E
S421810 | Enclosures and Cabinets | 2113 | 15% | 2429.95 | 5.5 | Spring City | 42x18x10 Unflanged Cast Iron J-Box | E
S421408 | Enclosures and Cabinets | 1328.5 | 15% | 1527.78 | 3.25 | Spring City | 42x14x8 Unflanged Cast Iron J-Box | E
S363612 | Enclosures and Cabinets | 2435.5 | 15% | 2800.83 | 6 | Spring City | 36x36x12 Unflanged Cast Iron J-Box | E
S363608 | Enclosures and Cabinets | 2214 | 15% | 2546.1 | 5.5 | Spring City | 36x36x8 Unflanged Cast Iron J-Box | E
S362412 | Enclosures and Cabinets | 1727 | 15% | 1986.05 | 4.25 | Spring City | 36x24x12 Unflanged Cast Iron J-Box | E
S362408 | Enclosures and Cabinets | 1284 | 15% | 1476.6 | 3.25 | Spring City | 36x24x8 Unflanged Cast Iron J-Box | E
S361808 | Enclosures and Cabinets | 1129 | 15% | 1298.35 | 3 | Spring City | 36x18x8 Unflanged Cast Iron J-Box | E
S361212 | Enclosures and Cabinets | 1107 | 15% | 1273.05 | 3 | Spring City | 36x12x12 Unflanged Cast Iron J-Box | E
S361208 | Enclosures and Cabinets | 868 | 15% | 998.2 | 2.5 | Spring City | 36x12x8 Unflanged Cast Iron J-Box | E
S360606 | Enclosures and Cabinets | 465 | 15% | 534.75 | 1.5 | Spring City | 36x6x6 Unflanged Cast Iron J-Box | E
S303006 | Enclosures and Cabinets | 1284.15 | 15% | 1476.77 | 3.25 | Spring City | 30x30x6 Unflanged Cast Iron J-Box | E
S302417 | Enclosures and Cabinets | 1815.45 | 15% | 2087.77 | 4.25 | Spring City | 30x24x17 Unflanged Cast Iron J-Box | E
S302412 | Enclosures and Cabinets | 1417 | 15% | 1629.55 | 3.25 | Spring City | 30x24x12 Unflanged Cast Iron J-Box | E
S302408 | Enclosures and Cabinets | 1062.75 | 15% | 1222.16 | 3 | Spring City | 30x24x8 Unflanged Cast Iron J-Box | E
S302406 | Enclosures and Cabinets | 974.2 | 15% | 1120.33 | 2.75 | Spring City | 30x24x6 Unflanged Cast Iron J-Box | E
S301814 | Enclosures and Cabinets | 1461.25 | 15% | 1680.44 | 3.25 | Spring City | 30x18x14 Unflanged Cast Iron J-Box | E
S301812 | Enclosures and Cabinets | 1348.75 | 15% | 1551.06 | 3 | Spring City | 30x18x12 Unflanged Cast Iron J-Box | E
S301808 | Enclosures and Cabinets | 996.4 | 15% | 1145.86 | 2.5 | Spring City | 30x18x8 Unflanged Cast Iron J-Box | E
S301212 | Enclosures and Cabinets | 952 | 15% | 1094.8 | 2.5 | Spring City | 30x12x12 Unflanged Cast Iron J-Box | E
S300808 | Enclosures and Cabinets | 487.15 | 15% | 560.22 | 1.5 | Spring City | 30x8x8 Unflanged Cast Iron J-Box | E
S300806 | Enclosures and Cabinets | 442.85 | 15% | 509.28 | 1.5 | Spring City | 30x8x6 Unflanged Cast Iron J-Box | E
S281212 | Enclosures and Cabinets | 730.65 | 15% | 840.25 | 2 | Spring City | 28x12x12 Unflanged Cast Iron J-Box | E
S281208 | Enclosures and Cabinets | 566.8 | 15% | 651.82 | 1.75 | Spring City | 28x12x8 Unflanged Cast Iron J-Box | E
S281206 | Enclosures and Cabinets | 522.55 | 15% | 600.93 | 1.5 | Spring City | 28x12x6 Unflanged Cast Iron J-Box | E
S242416 | Enclosures and Cabinets | 1572 | 15% | 1807.8 | 3 | Spring City | 24x24x16 Unflanged Cast Iron J-Box | E
S242412 | Enclosures and Cabinets | 1195.6 | 15% | 1374.94 | 3 | Spring City | 24x24x12 Unflanged Cast Iron J-Box | E
S242410 | Enclosures and Cabinets | 1018.45 | 15% | 1171.22 | 2.75 | Spring City | 24x24x10 Unflanged Cast Iron J-Box | E
S242408 | Enclosures and Cabinets | 885.65 | 15% | 1018.5 | 2.5 | Spring City | 24x24x8 Unflanged Cast Iron J-Box | E
S242406 | Enclosures and Cabinets | 752.8 | 15% | 865.72 | 2.25 | Spring City | 24x24x6 Unflanged Cast Iron J-Box | E
S242008 | Enclosures and Cabinets | 770.5 | 15% | 886.08 | 2.25 | Spring City | 24x20x8 Unflanged Cast Iron J-Box | E
S242006 | Enclosures and Cabinets | 708.5 | 15% | 814.78 | 2 | Spring City | 24x20x6 Unflanged Cast Iron J-Box | E
S241812 | Enclosures and Cabinets | 896.3 | 15% | 1030.75 | 2.5 | Spring City | 24x18x12 Unflanged Cast Iron J-Box | E
S241810 | Enclosures and Cabinets | 822.4 | 15% | 945.76 | 2.25 | Spring City | 24x18x10 Unflanged Cast Iron J-Box | E
S241808 | Enclosures and Cabinets | 664.25 | 15% | 763.89 | 2 | Spring City | 24x18x8 Unflanged Cast Iron J-Box | E
S241806 | Enclosures and Cabinets | 591.8 | 15% | 680.57 | 1.75 | Spring City | 24x18x6 Unflanged Cast Iron J-Box | E
S241608 | Enclosures and Cabinets | 575.85 | 15% | 662.23 | 1.75 | Spring City | 24x16x8 Unflanged Cast Iron J-Box | E
S241606 | Enclosures and Cabinets | 514.85 | 15% | 592.08 | 1.5 | Spring City | 24x16x6 Unflanged Cast Iron J-Box | E
S241212 | Enclosures and Cabinets | 597.8 | 15% | 687.47 | 1.5 | Spring City | 24x12x12 Unflanged Cast Iron J-Box | E
S241208 | Enclosures and Cabinets | 487.15 | 15% | 560.22 | 1.5 | Spring City | 24x12x8 Unflanged Cast Iron J-Box | E
S241206 | Enclosures and Cabinets | 442.85 | 15% | 509.28 | 1.25 | Spring City | 24x12x6 Unflanged Cast Iron J-Box | E
S240808 | Enclosures and Cabinets | 398.9 | 15% | 458.74 | 1.25 | Spring City | 24x8x8 Unflanged Cast Iron J-Box | E
S240806 | Enclosures and Cabinets | 349.6 | 15% | 402.04 | 1.25 | Spring City | 24x8x6 Unflanged Cast Iron J-Box | E
S202006 | Enclosures and Cabinets | 566.75 | 15% | 651.76 | 1.75 | Spring City | 20x20x6 Unflanged Cast Iron J-Box | E
S201008 | Enclosures and Cabinets | 376.4 | 15% | 432.86 | 1.25 | Spring City | 20x10x8 Unflanged Cast Iron J-Box | E
S201006 | Enclosures and Cabinets | 287.85 | 15% | 331.03 | 1 | Spring City | 20x10x6 Unflanged Cast Iron J-Box | E
S181812 | Enclosures and Cabinets | 1788.5 | 15% | 2056.78 | 2 | Spring City | 18x18x12 Unflanged Cast Iron J-Box | E
S181810 | Enclosures and Cabinets | 1691.9 | 15% | 1945.69 | 1.75 | Spring City | 18x18x10 Unflanged Cast Iron J-Box | E
S181808 | Enclosures and Cabinets | 1121.05 | 15% | 1289.21 | 1.5 | Spring City | 18x18x8 Unflanged Cast Iron J-Box | E
S181806 | Enclosures and Cabinets | 989.1 | 15% | 1137.47 | 1.25 | Spring City | 18x18x6 Unflanged Cast Iron J-Box | E
S181608 | Enclosures and Cabinets | 989.1 | 15% | 1137.47 | 1.25 | Spring City | 18x16x8 Unflanged Cast Iron J-Box | E
S181606 | Enclosures and Cabinets | 920.85 | 15% | 1058.98 | 1.25 | Spring City | 18x16x6 Unflanged Cast Iron J-Box | E
S181408 | Enclosures and Cabinets | 949.2 | 15% | 1091.58 | 1.25 | Spring City | 18x14x8 Unflanged Cast Iron J-Box | E
S181406 | Enclosures and Cabinets | 855.7 | 15% | 984.06 | 1.25 | Spring City | 18x14x6 Unflanged Cast Iron J-Box | E
S181212 | Enclosures and Cabinets | 1425.2 | 15% | 1638.98 | 1.5 | Spring City | 18x12x12 Unflanged Cast Iron J-Box | E
S181210 | Enclosures and Cabinets | 1054.4 | 15% | 1212.56 | 1.25 | Spring City | 18x12x10 Unflanged Cast Iron J-Box | E
S181208 | Enclosures and Cabinets | 845.25 | 15% | 972.04 | 1.25 | Spring City | 18x12x8 Unflanged Cast Iron J-Box | E
S181206 | Enclosures and Cabinets | 667.8 | 15% | 767.97 | 1 | Spring City | 18x12x6 Unflanged Cast Iron J-Box | E
S181204 | Enclosures and Cabinets | 611 | 15% | 702.65 | 1 | Spring City | 18x12x4 Unflanged Cast Iron J-Box | E
S180808 | Enclosures and Cabinets | 631.75 | 15% | 726.51 | 1 | Spring City | 18x8x8 Unflanged Cast Iron J-Box | E
S180806 | Enclosures and Cabinets | 501.2 | 15% | 576.38 | 1 | Spring City | 18x8x6 Unflanged Cast Iron J-Box | E
S180606 | Enclosures and Cabinets | 462.7 | 15% | 532.11 | 0.75 | Spring City | 18x6x6 Unflanged Cast Iron J-Box | E
S180604 | Enclosures and Cabinets | 354.4 | 15% | 407.56 | 0.625 | Spring City | 18x6x4 Unflanged Cast Iron J-Box | E
S161606 | Enclosures and Cabinets | 863.1 | 15% | 992.57 | 1.25 | Spring City | 16x16x6 Unflanged Cast Iron J-Box | E
S161208 | Enclosures and Cabinets | 674 | 15% | 775.1 | 1.25 | Spring City | 16x12x8 Unflanged Cast Iron J-Box | E
S161206 | Enclosures and Cabinets | 615.45 | 15% | 707.77 | 1.25 | Spring City | 16x12x6 Unflanged Cast Iron J-Box | E
S161204 | Enclosures and Cabinets | 569.45 | 15% | 654.87 | 1 | Spring City | 16x12x4 Unflanged Cast Iron J-Box | E
S161008 | Enclosures and Cabinets | 625.8 | 15% | 719.67 | 1 | Spring City | 16x10x8 Unflanged Cast Iron J-Box | E
S161006 | Enclosures and Cabinets | 560.6 | 15% | 644.69 | 1 | Spring City | 16x10x6 Unflanged Cast Iron J-Box | E
S161005 | Enclosures and Cabinets | 507.5 | 15% | 583.63 | 1 | Spring City | 16x10x5 Unflanged Cast Iron J-Box | E
S160404 | Enclosures and Cabinets | 289.45 | 15% | 332.87 | 0.5 | Spring City | 16x4x4 Unflanged Cast Iron J-Box | E
S150906 | Enclosures and Cabinets | 350 | 15% | 402.5 | 0.625 | Spring City | 15x9x6 Unflanged Cast Iron J-Box | E
S150904 | Enclosures and Cabinets | 344.25 | 15% | 395.89 | 0.625 | Spring City | 15x9x4 Unflanged Cast Iron J-Box | E
S150808 | Enclosures and Cabinets | 624.35 | 15% | 718 | 1 | Spring City | 15x8x8 Unflanged Cast Iron J-Box | E
S150604 | Enclosures and Cabinets | 298 | 15% | 342.7 | 0.625 | Spring City | 15x6x4 Unflanged Cast Iron J-Box | E
S141410 | Enclosures and Cabinets | 1012.9 | 15% | 1164.84 | 1.25 | Spring City | 14x14x10 Unflanged Cast Iron J-Box | E
S141408 | Enclosures and Cabinets | 743.69 | 15% | 855.24 | 1 | Spring City | 14x14x8 Unflanged Cast Iron J-Box | E
S141406 | Enclosures and Cabinets | 722.25 | 15% | 830.59 | 1 | Spring City | 14x14x6 Unflanged Cast Iron J-Box | E
S141206 | Enclosures and Cabinets | 675.5 | 15% | 776.83 | 1 | Spring City | 14x12x6 Unflanged Cast Iron J-Box | E
S141008 | Enclosures and Cabinets | 615.45 | 15% | 707.77 | 1 | Spring City | 14x10x8 Unflanged Cast Iron J-Box | E
S141006 | Enclosures and Cabinets | 568 | 15% | 653.2 | 1 | Spring City | 14x10x6 Unflanged Cast Iron J-Box | E
S140806 | Enclosures and Cabinets | 341.1 | 15% | 392.27 | 0.75 | Spring City | 14x8x6 Unflanged Cast Iron J-Box | E
S140804 | Enclosures and Cabinets | 277.75 | 15% | 319.41 | 0.625 | Spring City | 14x8x4 Unflanged Cast Iron J-Box | E
S121218 | Enclosures and Cabinets | 1060.5 | 15% | 1219.58 | 1.5 | Spring City | 12x12x18 Unflanged Cast Iron J-Box | E
S121212 | Enclosures and Cabinets | 820 | 15% | 943 | 1.25 | Spring City | 12x12x12 Unflanged Cast Iron J-Box | E
S121210 | Enclosures and Cabinets | 726.6 | 15% | 835.59 | 1 | Spring City | 12x12x10 Unflanged Cast Iron J-Box | E
S121208 | Enclosures and Cabinets | 491.9 | 15% | 565.69 | 1 | Spring City | 12x12x8 Unflanged Cast Iron J-Box | E
S121206 | Enclosures and Cabinets | 428.75 | 15% | 493.06 | 0.75 | Spring City | 12x12x6 Unflanged Cast Iron J-Box | E
S121204 | Enclosures and Cabinets | 368.55 | 15% | 423.83 | 0.625 | Spring City | 12x12x4 Unflanged Cast Iron J-Box | E
S121203 | Enclosures and Cabinets | 332.15 | 15% | 381.97 | 0.625 | Spring City | 12x12x3 Unflanged Cast Iron J-Box | E
S120403 | Enclosures and Cabinets | 65.7 | 15% | 75.56 | 0.5 | Spring City | 12x4x3 Unflanged Cast Iron J-Box | E
S101008 | Enclosures and Cabinets | 174 | 15% | 200.1 | 1 | Spring City | 10x10x8 Unflanged Cast Iron J-Box | E
N88P | Enclosures and Cabinets | 3.66 | 15% | 4.21 | 0.125 | B-Line | 6.25x6.25 Small Enclosure Panel | E
N86P | Enclosures and Cabinets | 3.14 | 15% | 3.61 | 0.125 | B-Line | 6.25x4.25 Small Enclosure Panel | E
N66P | Enclosures and Cabinets | 2.67 | 15% | 3.07 | 0.125 | B-Line | 4.25x4.25 Small Enclosure Panel | E
N6036P | Enclosures and Cabinets | 164.97 | 15% | 189.72 | 1 | B-Line | 57x33 Large Enclosure Panel | E
N4836P | Enclosures and Cabinets | 134.46 | 15% | 154.63 | 0.75 | B-Line | 45x33 Large Enclosure Panel | E
N4236P | Enclosures and Cabinets | 118.8 | 15% | 136.62 | 0.75 | B-Line | 39x33 Large Enclosure Panel | E
N4230P | Enclosures and Cabinets | 100.98 | 15% | 116.13 | 0.5 | B-Line | 39x27 Large Enclosure Panel | E
N3636P | Enclosures and Cabinets | 103.68 | 15% | 119.23 | 0.75 | B-Line | 33x33 Large Enclosure Panel | E
N3630P | Enclosures and Cabinets | 88.29 | 15% | 101.53 | 0.5 | B-Line | 33x27 Large Enclosure Panel | E
N3624P | Enclosures and Cabinets | 67.5 | 15% | 77.63 | 0.375 | B-Line | 33x21 Large Enclosure Panel | E
N3030P | Enclosures and Cabinets | 68.58 | 15% | 78.87 | 0.5 | B-Line | 27x27 Large Enclosure Panel | E
N3024P | Enclosures and Cabinets | 55.89 | 15% | 64.27 | 0.375 | B-Line | 27x21 Large Enclosure Panel | E
N2424P | Enclosures and Cabinets | 46.17 | 15% | 53.1 | 0.375 | B-Line | 21x21 Large Enclosure Panel | E
N2420P | Enclosures and Cabinets | 39.69 | 15% | 45.64 | 0.25 | B-Line | 21x17 Large Enclosure Panel | E
N2020P | Enclosures and Cabinets | 30.78 | 15% | 35.4 | 0.25 | B-Line | 17x17 Large Enclosure Panel | E
N2016P | Enclosures and Cabinets | 25.4 | 15% | 29.21 | 0.25 | B-Line | 17x13 Large Enclosure Panel | E
N1616P | Enclosures and Cabinets | 21.92 | 15% | 25.21 | 0.1875 | B-Line | 13x13 Large Enclosure Panel | E
N1612P | Enclosures and Cabinets | 17.26 | 15% | 19.85 | 0.125 | B-Line | 13x9 Large Enclosure Panel | E
N1412P | Enclosures and Cabinets | 7.73 | 15% | 8.89 | 0.125 | B-Line | 12.25x10.25 Small Enclosure Panel | E
N1212P | Enclosures and Cabinets | 6.9 | 15% | 7.94 | 0.125 | B-Line | 10.25x10.25 Small Enclosure Panel | E
N1210P | Enclosures and Cabinets | 5.8 | 15% | 6.67 | 0.125 | B-Line | 10.25x8.25 Small Enclosure Panel | E
N108P | Enclosures and Cabinets | 4.28 | 15% | 4.92 | 0.125 | B-Line | 8.25x6.25 Small Enclosure Panel | E
N1010P | Enclosures and Cabinets | 5.02 | 15% | 5.77 | 0.125 | B-Line | 8.25x8.25 Small Enclosure Panel | E
ESCB886 | Enclosures and Cabinets | 9.47 | 15% | 10.89 | 0.3125 | Electromate | 8x8x6 Galv Screw Cover PB no/KO | E
ESCB884 | Enclosures and Cabinets | 6.75 | 15% | 7.76 | 0.25 | Electromate | 8x8x4 Galv Screw Cover PB no/KO | E
ESCB866K | Enclosures and Cabinets | 8.14 | 15% | 9.36 | 0.25 | Electromate | 8x6x6 Galv Screw Cover PB w/KO | E
ESCB866 | Enclosures and Cabinets | 7.63 | 15% | 8.77 | 0.25 | Electromate | 8x6x6 Galv Screw Cover PB no/KO | E
ESCB864 | Enclosures and Cabinets | 6.44 | 15% | 7.41 | 0.1875 | Electromate | 8x6x4 Galv Screw Cover PB no/KO | E
ESCB666 | Enclosures and Cabinets | 6.78 | 15% | 7.8 | 0.25 | Electromate | 6x6x6 Galv Screw Cover PB no/KO | E
ESCB664 | Enclosures and Cabinets | 5.89 | 15% | 6.77 | 0.1875 | Electromate | 6x6x4 Galv Screw Cover PB no/KO | E
ESCB644 | Enclosures and Cabinets | 4.11 | 15% | 4.73 | 0.1875 | Electromate | 6x4x4 Galv Screw Cover PB no/KO | E
ESCB444 | Enclosures and Cabinets | 2.87 | 15% | 3.3 | 0.1875 | Electromate | 4x4x4 Galv Screw Cover PB no/KO | E
ESCB363612 | Enclosures and Cabinets | 186.93 | 15% | 214.97 | 2 | Electromate | 36x36x12 Galv Screw Cover PB no/KO | E
ESCB363610P | Enclosures and Cabinets | 158.51 | 15% | 182.29 | 1.75 | Electromate | 36x36x10 Gray Screw Cover PB no/KO | E
ESCB363610 | Enclosures and Cabinets | 173.58 | 15% | 199.62 | 1.75 | Electromate | 36x36x10 Galv Screw Cover PB no/KO | E
ESCB36248 | Enclosures and Cabinets | 90.28 | 15% | 103.82 | 1.5 | Electromate | 36x24x8 Galv Screw Cover PB no/KO | E
ESCB362412 | Enclosures and Cabinets | 95.56 | 15% | 109.89 | 1.75 | Electromate | 36x24x12 Galv Screw Cover PB no/KO | E
ESCB30308 | Enclosures and Cabinets | 121.01 | 15% | 139.16 | 1.25 | Electromate | 30x30x8 Galv Screw Cover PB no/KO | E
ESCB303010 | Enclosures and Cabinets | 128.43 | 15% | 147.69 | 1.25 | Electromate | 30x30x10 Galv Screw Cover PB no/KO | E
ESCB30248 | Enclosures and Cabinets | 74.53 | 15% | 85.71 | 1 | Electromate | 30x24x8 Galv Screw Cover PB no/KO | E
ESCB30246 | Enclosures and Cabinets | 70.84 | 15% | 81.47 | 1 | Electromate | 30x24x6 Galv Screw Cover PB no/KO | E
ESCB24248 | Enclosures and Cabinets | 65.34 | 15% | 75.14 | 0.75 | Electromate | 24x24x8 Galv Screw Cover PB no/KO | E
ESCB24246 | Enclosures and Cabinets | 60.41 | 15% | 69.47 | 0.75 | Electromate | 24x24x6 Galv Screw Cover PB no/KO | E
ESCB242410 | Enclosures and Cabinets | 77.24 | 15% | 88.83 | 1 | Electromate | 24x24x10 Galv Screw Cover PB no/KO | E
ESCB24188 | Enclosures and Cabinets | 47.78 | 15% | 54.95 | 0.625 | Electromate | 24x18x8 Galv Screw Cover PB no/KO | E
ESCB24186 | Enclosures and Cabinets | 43.74 | 15% | 50.3 | 0.625 | Electromate | 24x18x6 Galv Screw Cover PB no/KO | E
ESCB18188 | Enclosures and Cabinets | 32.84 | 15% | 37.77 | 0.625 | Electromate | 18x18x8 Galv Screw Cover PB no/KO | E
ESCB18186 | Enclosures and Cabinets | 25.9 | 15% | 29.79 | 0.625 | Electromate | 18x18x6 Galv Screw Cover PB no/KO | E
ESCB18156K | Enclosures and Cabinets | 22.09 | 15% | 25.4 | 0.5625 | Electromate | 18x15x6 Galv Screw Cover PB w/KO | E
ESCB18156 | Enclosures and Cabinets | 20.73 | 15% | 23.84 | 0.5625 | Electromate | 18x15x6 Galv Screw Cover PB no/KO | E
ESCB18126 | Enclosures and Cabinets | 19.4 | 15% | 22.31 | 0.5 | Electromate | 18x12x6 Galv Screw Cover PB no/KO | E
ESCB18124 | Enclosures and Cabinets | 17.56 | 15% | 20.19 | 0.375 | Electromate | 18x12x4 Galv Screw Cover PB no/KO | E
ESCB15156PK | Enclosures and Cabinets | 22.96 | 15% | 26.4 | 0.5 | Electromate | 15x15x6 Gray Screw Cover PB w/KO | E
ESCB15156K | Enclosures and Cabinets | 21.84 | 15% | 25.12 | 0.5 | Electromate | 15x15x6 Galv Screw Cover PB w/KO | E
ESCB15156 | Enclosures and Cabinets | 20.9 | 15% | 24.04 | 0.5 | Electromate | 15x15x6 Galv Screw Cover PB no/KO | E
ESCB1512P | Enclosures and Cabinets | 18.11 | 15% | 20.83 | 0.375 | Electromate | 15x12x4 Gray Screw Cover PB no/KO | E
ESCB15126PK | Enclosures and Cabinets | 17.07 | 15% | 19.63 | 0.5 | Electromate | 15x12x6 Gray Screw Cover PB w/KO | E
ESCB15126P | Enclosures and Cabinets | 17.07 | 15% | 19.63 | 0.5 | Electromate | 15x12x6 Gray Screw Cover PB no/KO | E
ESCB15126K | Enclosures and Cabinets | 18.71 | 15% | 21.52 | 0.5 | Electromate | 15x12x6 Galv Screw Cover PB w/KO | E
ESCB15126 | Enclosures and Cabinets | 17.77 | 15% | 20.44 | 0.5 | Electromate | 15x12x6 Galv Screw Cover PB no/KO | E
ESCB15124PK | Enclosures and Cabinets | 13.46 | 15% | 15.48 | 0.375 | Electromate | 15x12x4 Gray Screw Cover PB w/KO | E
ESCB15124K | Enclosures and Cabinets | 16.88 | 15% | 19.41 | 0.375 | Electromate | 15x12x4 Galv Screw Cover PB w/KO | E
ESCB15124 | Enclosures and Cabinets | 16.03 | 15% | 18.43 | 0.375 | Electromate | 15x12x4 Galv Screw Cover PB no/KO | E
ESCB1286K | Enclosures and Cabinets | 11.56 | 15% | 13.29 | 0.375 | Electromate | 12x8x6 Galv Screw Cover PB w/KO | E
ESCB1286 | Enclosures and Cabinets | 10.84 | 15% | 12.47 | 0.375 | Electromate | 12x8x6 Galv Screw Cover PB no/KO | E
ESCB1284PK | Enclosures and Cabinets | 8.74 | 15% | 10.05 | 0.25 | Electromate | 12x8x4 Gray Screw Cover PB w/KO | E
ESCB1284P | Enclosures and Cabinets | 9.77 | 15% | 11.24 | 0.25 | Electromate | 12x8x4 Gray Screw Cover PB no/KO | E
ESCB1284 | Enclosures and Cabinets | 9.52 | 15% | 10.95 | 0.3125 | Electromate | 12x8x4 Galv Screw Cover PB no/KO | E
ESCB1264 | Enclosures and Cabinets | 7.69 | 15% | 8.84 | 0.25 | Electromate | 12x6x4 Galv Screw Cover PB no/KO | E
ESCB1254K | Enclosures and Cabinets | 8.93 | 15% | 10.27 | 0.25 | Electromate | 12x6x4 Galv Screw Cover PB w/KO | E
ESCB12128 | Enclosures and Cabinets | 17.33 | 15% | 19.93 | 0.4375 | Electromate | 12x12x8 Galv Screw Cover PB no/KO | E
ESCB12126 | Enclosures and Cabinets | 12.67 | 15% | 14.57 | 0.4375 | Electromate | 12x12x6 Galv Screw Cover PB no/KO | E
ESCB12124 | Enclosures and Cabinets | 13.03 | 15% | 14.98 | 0.375 | Electromate | 12x12x4 Galv Screw Cover PB no/KO | E
ESCB12106 | Enclosures and Cabinets | 10.92 | 15% | 12.56 | 0.4375 | Electromate | 12x10x6 Galv Screw Cover PB no/KO | E
ESCB12104 | Enclosures and Cabinets | 10.9 | 15% | 12.54 | 0.3125 | Electromate | 12x10x4 Galv Screw Cover PB no/KO | E
ESCB1086 | Enclosures and Cabinets | 10.77 | 15% | 12.39 | 0.3125 | Electromate | 10x8x6 Galv Screw Cover PB no/KO | E
ESCB1084 | Enclosures and Cabinets | 8.62 | 15% | 9.91 | 0.25 | Electromate | 10x8x4 Galv Screw Cover PB no/KO | E
ESCB10108 | Enclosures and Cabinets | 0 | 15% | 0 | 0.375 | Electromate | 10x10x8 Galv Screw Cover PB no/KO | E
ESCB10106 | Enclosures and Cabinets | 12.03 | 15% | 13.83 | 0.375 | Electromate | 10x10x6 Galv Screw Cover PB no/KO | E
ESCB10104 | Enclosures and Cabinets | 9.15 | 15% | 10.52 | 0.3125 | Electromate | 10x10x4 Galv Screw Cover PB no/KO | E
ERTB886P | Enclosures and Cabinets | 15.44 | 15% | 17.76 | 0.3125 | Electromate | 8x8x6 Gray Screw Cvr PB no/KO-N3R | E
ERTB884P | Enclosures and Cabinets | 13.11 | 15% | 15.08 | 0.25 | Electromate | 8x8x4 Gray Screw Cvr PB no/KO-N3R | E
ERTB864P | Enclosures and Cabinets | 10.85 | 15% | 12.48 | 0.1875 | Electromate | 8x6x4 Gray Screw Cvr PB no/KO-N3R | E
ERTB664P | Enclosures and Cabinets | 10.38 | 15% | 11.94 | 0.1875 | Electromate | 6x6x4 Gray Screw Cvr PB no/KO-N3R | E
ERTB644P | Enclosures and Cabinets | 7.65 | 15% | 8.8 | 0.1875 | Electromate | 6x4x4 Gray Screw Cvr PB no/KO-N3R | E
ERTB30248P | Enclosures and Cabinets | 90.99 | 15% | 104.64 | 1 | Electromate | 30x24x8 Gray Screw Cvr PB no/KO-N3R | E
ERTB24248P | Enclosures and Cabinets | 82.37 | 15% | 94.73 | 0.75 | Electromate | 24x24x8 Gray Screw Cvr PB no/KO-N3R | E
ERTB242412P | Enclosures and Cabinets | 95.44 | 15% | 109.76 | 1.25 | Electromate | 24x24x12 Gray Scrw Cvr PB no/KO-N3R | E
ERTB24186P | Enclosures and Cabinets | 62.18 | 15% | 71.51 | 0.625 | Electromate | 24x18x6 Gray Screw Cvr PB no/KO-N3R | E
ERTB18188P | Enclosures and Cabinets | 55.54 | 15% | 63.87 | 0.625 | Electromate | 18x18x8 Gray Screw Cvr PB no/KO-N3R | E
ERTB18186P | Enclosures and Cabinets | 49.38 | 15% | 56.79 | 0.625 | Electromate | 18x18x6 Gray Screw Cvr PB no/KO-N3R | E
ERTB18128P | Enclosures and Cabinets | 37.03 | 15% | 42.58 | 0.5 | Electromate | 18x12x8 Gray Screw Cvr PB no/KO-N3R | E
ERTB18126P | Enclosures and Cabinets | 36.45 | 15% | 41.92 | 0.5 | Electromate | 18x12x6 Gray Screw Cvr PB no/KO-N3R | E
ERTB15126P | Enclosures and Cabinets | 30.22 | 15% | 34.75 | 0.5 | Electromate | 15x12x6 Gray Screw Cvr PB no/KO-N3R | E
ERTB15126 | Enclosures and Cabinets | 29.79 | 15% | 34.26 | 0.5 | Electromate | 15x12x6 Galv Screw Cover PB-N3R | E
ERTB15124P | Enclosures and Cabinets | 22.6 | 15% | 25.99 | 0.5 | Electromate | 15x12x4 Gray Screw Cvr PB no/KO-N3R | E
ERTB1286P | Enclosures and Cabinets | 17.82 | 15% | 20.49 | 0.375 | Electromate | 12x8x6 Gray Screw Cvr PB no/KO-N3R | E
ERTB1284P | Enclosures and Cabinets | 16.82 | 15% | 19.34 | 0.25 | Electromate | 12x8x4 Gray Screw Cvr PB no/KO-N3R | E
ERTB1264P | Enclosures and Cabinets | 13.33 | 15% | 15.33 | 0.25 | Electromate | 12x6x4 Gray Screw Cvr PB no/KO-N3R | E
ERTB12126P | Enclosures and Cabinets | 24.27 | 15% | 27.91 | 0.4375 | Electromate | 12x12x6 Gray Screw Cvr PB no/KO-N3R | E
ERTB12124P | Enclosures and Cabinets | 17.87 | 15% | 20.55 | 0.375 | Electromate | 12x12x4 Gray Screw Cvr PB no/KO-N3R | E
ERTB12106P | Enclosures and Cabinets | 20 | 15% | 23 | 0.375 | Electromate | 12x10x6 Gray Screw Cvr PB no/KO-N3R | E
ERTB1086P | Enclosures and Cabinets | 16.03 | 15% | 18.43 | 0.3125 | Electromate | 10x8x6 Gray Screw Cvr PB no/KO-N3R | E
ERTB1084P | Enclosures and Cabinets | 14.03 | 15% | 16.13 | 0.25 | Electromate | 10x8x4 Gray Screw Cvr PB no/KO-N3R | E
ERTB10106P | Enclosures and Cabinets | 19.71 | 15% | 22.67 | 0.375 | Electromate | 10x10x6 Gray Screw Cvr PB no/KO-N3R | E
ERTB10104P | Enclosures and Cabinets | 19.3 | 15% | 22.2 | 0.25 | Electromate | 10x10x4 Gray Screw Cvr PB no/KO-N3R | E
ER723016 | Enclosures and Cabinets | 7117.12 | 15% | 8184.69 | 10 | Spring City | 72x30x16 Flanged Cast Iron J-Box | E
ER484812 | Enclosures and Cabinets | 6795.6 | 15% | 7814.94 | 10 | Spring City | 48x48x12 Flanged Cast Iron J-Box | E
ER483024 | Enclosures and Cabinets | 7243.12 | 15% | 8329.59 | 10.75 | Spring City | 48x30x24 Flanged Cast Iron J-Box | E
ER483018 | Enclosures and Cabinets | 5055.28 | 15% | 5813.57 | 7.25 | Spring City | 48x30x18 Flanged Cast Iron J-Box | E
ER483012 | Enclosures and Cabinets | 4060.8 | 15% | 4669.92 | 6.25 | Spring City | 48x30x12 Flanged Cast Iron J-Box | E
ER482412 | Enclosures and Cabinets | 4060.8 | 15% | 4669.92 | 6 | Spring City | 48x24x12 Flanged Cast Iron J-Box | E
ER481212 | Enclosures and Cabinets | 1923.04 | 15% | 2211.5 | 4.25 | Spring City | 48x12x12 Flanged Cast Iron J-Box | E
ER424218 | Enclosures and Cabinets | 5966.88 | 15% | 6861.91 | 10 | Spring City | 42x42x18 Flanged Cast Iron J-Box | E
ER363636 | Enclosures and Cabinets | 6098 | 15% | 7012.7 | 10.75 | Spring City | 36x36x36 Flanged Cast Iron J-Box | E
ER363624 | Enclosures and Cabinets | 4605.04 | 15% | 5295.8 | 10 | Spring City | 36x36x24 Flanged Cast Iron J-Box | E
ER363618 | Enclosures and Cabinets | 4124.32 | 15% | 4742.97 | 7.5 | Spring City | 36x36x18 Flanged Cast Iron J-Box | E
ER363612 | Enclosures and Cabinets | 3086.96 | 15% | 3550 | 6.25 | Spring City | 36x36x12 Flanged Cast Iron J-Box | E
ER363608 | Enclosures and Cabinets | 2631.52 | 15% | 3026.25 | 5.5 | Spring City | 36x36x8 Flanged Cast Iron J-Box | E
ER362424 | Enclosures and Cabinets | 2985.68 | 15% | 3433.53 | 6.25 | Spring City | 36x24x24 Flanged Cast Iron J-Box | E
ER362418 | Enclosures and Cabinets | 2884.48 | 15% | 3317.15 | 6.25 | Spring City | 36x24x18 Flanged Cast Iron J-Box | E
ER362412 | Enclosures and Cabinets | 1993 | 15% | 2291.95 | 5.5 | Spring City | 36x24x12 Flanged Cast Iron J-Box | E
ER361818 | Enclosures and Cabinets | 2530.24 | 15% | 2909.78 | 5.5 | Spring City | 36x18x18 Flanged Cast Iron J-Box | E
ER361816 | Enclosures and Cabinets | 2125.44 | 15% | 2444.26 | 5 | Spring City | 36x18x16 Flanged Cast Iron J-Box | E
ER361812 | Enclosures and Cabinets | 1771.2 | 15% | 2036.88 | 4.25 | Spring City | 36x18x12 Flanged Cast Iron J-Box | E
ER361808 | Enclosures and Cabinets | 1391.68 | 15% | 1600.43 | 4.25 | Spring City | 36x18x8 Flanged Cast Iron J-Box | E
ER323018 | Enclosures and Cabinets | 2745 | 15% | 3156.75 | 6.25 | Spring City | 32x30x18 Flanged Cast Iron J-Box | E
ER323012 | Enclosures and Cabinets | 2682.08 | 15% | 3084.39 | 4.25 | Spring City | 32x30x12 Flanged Cast Iron J-Box | E
ER303012 | Enclosures and Cabinets | 2631.52 | 15% | 3026.25 | 4.25 | Spring City | 30x30x12 Flanged Cast Iron J-Box | E
ER301212 | Enclosures and Cabinets | 1290.48 | 15% | 1484.05 | 2.5 | Spring City | 30x12x12 Flanged Cast Iron J-Box | E
ER242424 | Enclosures and Cabinets | 2019.15 | 15% | 2322.02 | 5.5 | Spring City | 24x24x24 Flanged Cast Iron J-Box | E
ER242418 | Enclosures and Cabinets | 2074.8 | 15% | 2386.02 | 4.25 | Spring City | 24x24x18 Flanged Cast Iron J-Box | E
ER241818 | Enclosures and Cabinets | 1682.8 | 15% | 1935.22 | 3 | Spring City | 24x18x18 Flanged Cast Iron J-Box | E
ER241414 | Enclosures and Cabinets | 1062.72 | 15% | 1222.13 | 2.5 | Spring City | 24x14x14 Flanged Cast Iron J-Box | E
ER241412 | Enclosures and Cabinets | 986.8 | 15% | 1134.82 | 2.5 | Spring City | 24x14x12 Flanged Cast Iron J-Box | E
ER241224 | Enclosures and Cabinets | 1538.4 | 15% | 1769.16 | 3.25 | Spring City | 24x12x24 Flanged Cast Iron J-Box | E
ER241210 | Enclosures and Cabinets | 730.7 | 15% | 840.31 | 1.5 | Spring City | 24x12x10 Flanged Cast Iron J-Box | E
ER240808 | Enclosures and Cabinets | 506.08 | 15% | 581.99 | 1.25 | Spring City | 24x8x8 Flanged Cast Iron J-Box | E
ER201615 | Enclosures and Cabinets | 925.5 | 15% | 1064.33 | 2.5 | Spring City | 20x16x15 Flanged Cast Iron J-Box | E
ER181818 | Enclosures and Cabinets | 1201.92 | 15% | 1382.21 | 3 | Spring City | 18x18x18 Flanged Cast Iron J-Box | E
ER181008 | Enclosures and Cabinets | 508.88 | 15% | 585.21 | 1 | Spring City | 18x10x8 Flanged Cast Iron J-Box | E
ER181006 | Enclosures and Cabinets | 505.52 | 15% | 581.35 | 1 | Spring City | 18x10x6 Flanged Cast Iron J-Box | E
ER180808 | Enclosures and Cabinets | 476.32 | 15% | 547.77 | 1 | Spring City | 18x8x8 Flanged Cast Iron J-Box | E
ER161008 | Enclosures and Cabinets | 447.52 | 15% | 514.65 | 1 | Spring City | 16x10x8 Flanged Cast Iron J-Box | E
ER141412 | Enclosures and Cabinets | 621.6 | 15% | 714.84 | 1.5 | Spring City | 14x14x12 Flanged Cast Iron J-Box | E
ER141206 | Enclosures and Cabinets | 353.15 | 15% | 406.12 | 1 | Spring City | 14x12x6 Flanged Cast Iron J-Box | E
ER121224 | Enclosures and Cabinets | 686.35 | 15% | 789.3 | 1.75 | Spring City | 12x12x24 Flanged Cast Iron J-Box | E
ER121218 | Enclosures and Cabinets | 589 | 15% | 677.35 | 1.5 | Spring City | 12x12x18 Flanged Cast Iron J-Box | E
ER121210 | Enclosures and Cabinets | 336.48 | 15% | 386.95 | 1 | Spring City | 12x12x10 Flanged Cast Iron J-Box | E
ER120810 | Enclosures and Cabinets | 328.96 | 15% | 378.3 | 0.75 | Spring City | 12x8x10 Flanged Cast Iron J-Box | E
ER080810 | Enclosures and Cabinets | 242.96 | 15% | 279.4 | 1 | Spring City | 8x8x10 Flanged Cast Iron J-Box | E
E-8R86HCR | Enclosures and Cabinets | 46.59 | 15% | 53.58 | 0.25 | Electromate | 8x8x6 Hinge Cover Box no/KO-N3R | E
E-8N8P | Enclosures and Cabinets | 4.05 | 15% | 4.66 | 0.125 | Electromate | 8x8 Small Enclosure Panel | E
E-8N6P | Enclosures and Cabinets | 3.12 | 15% | 3.59 | 0.125 | Electromate | 8x6 Small Enclosure Panel | E
E-72P36 | Enclosures and Cabinets | 250.23 | 15% | 287.76 | 1.25 | Electromate | 69x33 Large Enclosure Panel | E
E-72P30 | Enclosures and Cabinets | 166.71 | 15% | 191.72 | 1 | Electromate | 69x27 Large Enclosure Panel | E
E-723612SS | Enclosures and Cabinets | 2606.58 | 15% | 2997.57 | 3.75 | Electromate | 72x36x12 Enclosure-N12/13 St Steel | E
E-723016SS | Enclosures and Cabinets | 2755.9 | 15% | 3169.29 | 3.5 | Electromate | 72x30x16 Enclosure-N12/13 St Steel | E
E-60R3612HCRSS | Enclosures and Cabinets | 1567.28 | 15% | 1802.37 | 3 | Electromate | 60x36x12 Hinge Cover Box-N3R St Stl | E
E-60R3612HCR | Enclosures and Cabinets | 686.13 | 15% | 789.05 | 3 | Electromate | 60x36x12 Hinge Cover Box no/KO-N3R | E
E-60P30 | Enclosures and Cabinets | 125.38 | 15% | 144.19 | 0.75 | Electromate | 57x27 Large Enclosure Panel | E
E-60H3616SS | Enclosures and Cabinets | 1989 | 15% | 2287.35 | 3.5 | Electromate | 60x36x16 Enclosure-N4/4X St Steel | E
E-60H3610SS | Enclosures and Cabinets | 1714.5 | 15% | 1971.68 | 3 | Electromate | 60x36x10 Enclosure-N4/4X St Steel | E
E-60H3608SS | Enclosures and Cabinets | 1611 | 15% | 1852.65 | 3 | Electromate | 60x36x8 Enclosure-N4/4X St Steel | E
E-603620SS | Enclosures and Cabinets | 2820.15 | 15% | 3243.17 | 4.25 | Electromate | 60x36x20 Enclosure-N12/13 St Steel | E
E-603616SS | Enclosures and Cabinets | 2601.71 | 15% | 2991.97 | 3 | Electromate | 60x36x16 Enclosure-N12/13 St Steel | E
E-603612SS | Enclosures and Cabinets | 2443.94 | 15% | 2810.53 | 3 | Electromate | 60x36x12 Enclosure-N12/13 St Steel | E
E-603612RFISS | Enclosures and Cabinets | 3496.28 | 15% | 4020.72 | 2.75 | Electromate | 60x36x12 Enclosure EMI/RFI St Steel | E
E-603612RFI | Enclosures and Cabinets | 2096.76 | 15% | 2411.27 | 3 | Electromate | 60x36x12 Enclosure EMI/RFI-N12 | E
E-603610SS | Enclosures and Cabinets | 2297.86 | 15% | 2642.54 | 3 | Electromate | 60x36x10 Enclosure-N12/13 St Steel | E
E-603608SS | Enclosures and Cabinets | 2131.74 | 15% | 2451.5 | 3 | Electromate | 60x36x8 Enclosure-N12/13 St Steel | E
E-48R3612HCRSS | Enclosures and Cabinets | 1272.48 | 15% | 1463.35 | 2.75 | Electromate | 48x36x12 Hinge Cover Box-N3R St Stl | E
E-48R3612HCR | Enclosures and Cabinets | 486.71 | 15% | 559.72 | 2.75 | Electromate | 48x36x12 Hinge Cover Box no/KO-N3R | E
E-48P30 | Enclosures and Cabinets | 102.29 | 15% | 117.63 | 0.75 | Electromate | 45x27 Large Enclosure Panel | E
E-48P24 | Enclosures and Cabinets | 113.58 | 15% | 130.62 | 0.5 | Electromate | 45x21 Large Enclosure Panel | E
E-48N3617 | Enclosures and Cabinets | 545.16 | 15% | 626.93 | 3.25 | Electromate | 48x36x17.25 Large Enclosure-N1 | E
E-48N3613 | Enclosures and Cabinets | 480.4 | 15% | 552.46 | 3 | Electromate | 48x36x13.25 Large Enclosure-N1 | E
E-48N3611 | Enclosures and Cabinets | 464.03 | 15% | 533.63 | 2.75 | Electromate | 48x36x11.25 Large Enclosure-N1 | E
E-48N3609 | Enclosures and Cabinets | 439.38 | 15% | 505.29 | 2.75 | Electromate | 48x36x9.25 Large Enclosure-N1 | E
E-48H3610SS | Enclosures and Cabinets | 1455.75 | 15% | 1674.11 | 2.75 | Electromate | 48x36x10 Enclosure-N4/4X St Steel | E
E-48H3010SS | Enclosures and Cabinets | 1289.25 | 15% | 1482.64 | 2.25 | Electromate | 48x30x10 Enclosure-N4/4X St Steel | E
E-484812CT | Enclosures and Cabinets | 593.03 | 15% | 681.98 | 3 | Electromate | 48x48x12 Double Door CT Cabinet-N1 | E
E-484810CT | Enclosures and Cabinets | 575.52 | 15% | 661.85 | 3 | Electromate | 48x48x10 Double Door CT Cabinet-N1 | E
E-483620SS | Enclosures and Cabinets | 2535.08 | 15% | 2915.34 | 3.25 | Electromate | 48x36x20 Enclosure-N12/13 St Steel | E
E-483616SS | Enclosures and Cabinets | 2135.17 | 15% | 2455.45 | 2.75 | Electromate | 48x36x16 Enclosure-N12/13 St Steel | E
E-483612SS | Enclosures and Cabinets | 1993.33 | 15% | 2292.33 | 2.75 | Electromate | 48x36x12 Enclosure-N12/13 St Steel | E
E-483610SS | Enclosures and Cabinets | 1951.23 | 15% | 2243.91 | 2.75 | Electromate | 48x36x10 Enclosure-N12/13 St Steel | E
E-483610RFISS | Enclosures and Cabinets | 2689.61 | 15% | 3093.05 | 2.75 | Electromate | 48x36x10 Enclosure EMI/RFI St Steel | E
E-483608SS | Enclosures and Cabinets | 1814.98 | 15% | 2087.23 | 2.25 | Electromate | 48x36x8 Enclosure-N12/13 St Steel | E
E-483608RFISS | Enclosures and Cabinets | 2591.03 | 15% | 2979.68 | 2.25 | Electromate | 48x36x8 Enclosure EMI/RFI St Steel | E
E-483608RFI | Enclosures and Cabinets | 1487.27 | 15% | 1710.36 | 2 | Electromate | 48x36x8 Enclosure EMI/RFI-N12 | E
E-483010SS | Enclosures and Cabinets | 1682.05 | 15% | 1934.36 | 2.25 | Electromate | 48x30x10 Enclosure-N12/13 St Steel | E
E-483008SS | Enclosures and Cabinets | 1553.18 | 15% | 1786.16 | 2 | Electromate | 48x30x8 Enclosure-N12/13 St Steel | E
E-482408SS | Enclosures and Cabinets | 1369.13 | 15% | 1574.5 | 1.75 | Electromate | 48x24x8 Enclosure-N12/13 St Steel | E
E-443010CT | Enclosures and Cabinets | 338.01 | 15% | 388.71 | 2 | Electromate | 44x30x10 Double Door CT Cabinet-N1 | E
E-42R3612HCRSS | Enclosures and Cabinets | 1184.58 | 15% | 1362.27 | 2.25 | Electromate | 42x36x12 Hinge Cover Box-N3R St Stl | E
E-42R3612HCR | Enclosures and Cabinets | 488.22 | 15% | 561.45 | 2.25 | Electromate | 42x36x12 Hinge Cover Box no/KO-N3R | E
E-42R3012HCRSS | Enclosures and Cabinets | 1002.34 | 15% | 1152.69 | 2 | Electromate | 42x30x12 Hinge Cover Box-N3R St Stl | E
E-42R3012HCR | Enclosures and Cabinets | 461.74 | 15% | 531 | 2 | Electromate | 42x30x12 Hinge Cover Box no/KO-N3R | E
E-42P24 | Enclosures and Cabinets | 99.27 | 15% | 114.16 | 0.375 | Electromate | 39x21 Large Enclosure Panel | E
E-42N3613 | Enclosures and Cabinets | 472.94 | 15% | 543.88 | 2.5 | Electromate | 42x36x13.25 Large Enclosure-N1 | E
E-42N3609 | Enclosures and Cabinets | 417.66 | 15% | 480.31 | 2.25 | Electromate | 42x36x9.25 Large Enclosure-N1 | E
E-42N3013 | Enclosures and Cabinets | 403.55 | 15% | 464.08 | 2.25 | Electromate | 42x30x13.25 Large Enclosure-N1 | E
E-42N3009 | Enclosures and Cabinets | 347.01 | 15% | 399.06 | 2 | Electromate | 42x30x9.25 Large Enclosure-N1 | E
E-42H3008SS | Enclosures and Cabinets | 1100.25 | 15% | 1265.29 | 1.75 | Electromate | 42x30x8 Enclosure-N4/4X St Steel | E
E-423616SS | Enclosures and Cabinets | 2023.28 | 15% | 2326.77 | 2.25 | Electromate | 42x36x16 Enclosure-N12/13 St Steel | E
E-423612SS | Enclosures and Cabinets | 1767.85 | 15% | 2033.03 | 2.25 | Electromate | 42x36x12 Enclosure-N12/13 St Steel | E
E-423610SS | Enclosures and Cabinets | 1623.2 | 15% | 1866.68 | 2.25 | Electromate | 42x36x10 Enclosure-N12/13 St Steel | E
E-423608SS | Enclosures and Cabinets | 1577.62 | 15% | 1814.26 | 2 | Electromate | 42x36x8 Enclosure-N12/13 St Steel | E
E-423012SS | Enclosures and Cabinets | 1625.66 | 15% | 1869.51 | 2 | Electromate | 42x30x12 Enclosure-N12/13 St Steel | E
E-423010SS | Enclosures and Cabinets | 1510.19 | 15% | 1736.72 | 2 | Electromate | 42x30x10 Enclosure-N12/13 St Steel | E
E-423008SS | Enclosures and Cabinets | 1384.12 | 15% | 1591.74 | 1.75 | Electromate | 42x30x8 Enclosure-N12/13 St Steel | E
E-422408SS | Enclosures and Cabinets | 1251.27 | 15% | 1438.96 | 1.5 | Electromate | 42x24x8 Enclosure-N12/13 St Steel | E
E-36R3616HCRSS | Enclosures and Cabinets | 1215.18 | 15% | 1397.46 | 2.25 | Electromate | 36x36x16 Hinge Cover Box-N3R St Stl | E
E-36R3616HCR | Enclosures and Cabinets | 214.65 | 15% | 246.85 | 2.25 | Electromate | 36x36x16 Large Enclosure-N3R | E
E-36R3612HCRSS | Enclosures and Cabinets | 1018.85 | 15% | 1171.68 | 2 | Electromate | 36x36x12 Hinge Cover Box-N3R St Stl | E
E-36R3612HCR | Enclosures and Cabinets | 456.98 | 15% | 525.53 | 2 | Electromate | 36x36x12 Hinge Cover Box no/KO-N3R | E
E-36R3012HCRSS | Enclosures and Cabinets | 890.84 | 15% | 1024.47 | 1.75 | Electromate | 36x30x12 Hinge Cover Box-N3R St Stl | E
E-36R2412HCRSS | Enclosures and Cabinets | 811.68 | 15% | 933.43 | 1.75 | Electromate | 36x24x12 Hinge Cover Box-N3R St Stl | E
E-36R2412HCR | Enclosures and Cabinets | 282.67 | 15% | 325.07 | 1.75 | Electromate | 36x24x12 Hinge Cover Box no/KO-N3R | E
E-36H3612SS | Enclosures and Cabinets | 1293.75 | 15% | 1487.81 | 2 | Electromate | 36x36x12 Enclosure-N4/4X St Steel | E
E-364810CTL | Enclosures and Cabinets | 475.69 | 15% | 547.04 | 2.75 | Electromate | 36x48x10 Double Door CT Cabinet-N1 | E
E-36427CTL | Enclosures and Cabinets | 390.9 | 15% | 449.54 | 1.75 | Electromate | 36x42x7 Double Door CT Cabinet-N1 | E
E-363612SS | Enclosures and Cabinets | 1705.59 | 15% | 1961.43 | 2 | Electromate | 36x36x12 Enclosure-N12/13 St Steel | E
E-363610CT | Enclosures and Cabinets | 342.61 | 15% | 394 | 2 | Electromate | 36x36x10 Double Door CT Cabinet-N1 | E
E-363608SS | Enclosures and Cabinets | 1486.9 | 15% | 1709.94 | 1.75 | Electromate | 36x36x8 Enclosure-N12/13 St Steel | E
E-363020SS | Enclosures and Cabinets | 1728.94 | 15% | 1988.28 | 2.5 | Electromate | 36x30x20 Enclosure-N12/13 St Steel | E
E-363012SS | Enclosures and Cabinets | 1254.24 | 15% | 1442.38 | 1.75 | Electromate | 36x30x12 Enclosure-N12/13 St Steel | E
E-363012RFISS | Enclosures and Cabinets | 2234.83 | 15% | 2570.05 | 1.75 | Electromate | 36x30x12 Enclosure EMI/RFI St Steel | E
E-363010SS | Enclosures and Cabinets | 1328.95 | 15% | 1528.29 | 1.75 | Electromate | 36x30x10 Enclosure-N12/13 St Steel | E
E-363010RFISS | Enclosures and Cabinets | 2060.55 | 15% | 2369.63 | 1.75 | Electromate | 36x30x10 Enclosure EMI/RFI St Steel | E
E-363008SS | Enclosures and Cabinets | 1237 | 15% | 1422.55 | 1.5 | Electromate | 36x30x8 Enclosure-N12/13 St Steel | E
E-363008RFISS | Enclosures and Cabinets | 1862.26 | 15% | 2141.6 | 1.5 | Electromate | 36x30x8 Enclosure EMI/RFI St Steel | E
E-363008FRI | Enclosures and Cabinets | 1161.22 | 15% | 1335.4 | 0.15 | Electromate | 36x30x8 Enclosure EMI/RFI-N12 | E
E-363006SS | Enclosures and Cabinets | 1134.66 | 15% | 1304.86 | 1.5 | Electromate | 36x30x6 Enclosure-N12/13 St Steel | E
E-363006RFISS | Enclosures and Cabinets | 1558.92 | 15% | 1792.76 | 1.5 | Electromate | 36x30x6 Enclosure EMI/RFI St Steel | E
E-362412SS | Enclosures and Cabinets | 1326.57 | 15% | 1525.56 | 1.5 | Electromate | 36x24x12 Enclosure-N12/13 St Steel | E
E-362410SS | Enclosures and Cabinets | 1230.84 | 15% | 1415.47 | 1.5 | Electromate | 36x24x10 Enclosure-N12/13 St Steel | E
E-362410CT | Enclosures and Cabinets | 183.24 | 15% | 210.73 | 1.25 | Electromate | 36x24x10 Single Door CT Cabinet-N1 | E
E-362408SS | Enclosures and Cabinets | 1129.2 | 15% | 1298.58 | 1.5 | Electromate | 36x24x8 Enclosure-N12/13 St Steel | E
E-362408RFISS | Enclosures and Cabinets | 1594.52 | 15% | 1833.7 | 1.5 | Electromate | 36x24x8 Enclosure EMI/RFI St Steel | E
E-362406SS | Enclosures and Cabinets | 984.86 | 15% | 1132.59 | 1.25 | Electromate | 36x24x6 Enclosure-N12/13 St Steel | E
E-362016SS | Enclosures and Cabinets | 941.25 | 15% | 1082.44 | 2 | Electromate | 36x30x16 Enclosure-N12/13 St Steel | E
E-32247CTL | Enclosures and Cabinets | 167.17 | 15% | 192.25 | 1 | Electromate | 32x24x7 Single Door CT Cabinet-N1 | E
E-30R3016HCRSS | Enclosures and Cabinets | 922.88 | 15% | 1061.31 | 1.75 | Electromate | 30x30x16 Hinge Cover Box-N3R St Stl | E
E-30R3016HCR | Enclosures and Cabinets | 182.25 | 15% | 209.59 | 2 | Electromate | 30x30x16 Large Enclosure-N3R | E
E-30R3012HCRSS | Enclosures and Cabinets | 822.96 | 15% | 946.4 | 1.5 | Electromate | 30x30x12 Hinge Cover Box-N3R St Stl | E
E-30R3012HCR | Enclosures and Cabinets | 335.23 | 15% | 385.51 | 1.5 | Electromate | 30x30x12 Hinge Cover Box no/KO-N3R | E
E-30R248HCRSS | Enclosures and Cabinets | 602.25 | 15% | 692.59 | 1 | Electromate | 30x24x8 Hinge Cover Box-N3R St Stl | E
E-30R248HCR | Enclosures and Cabinets | 243.54 | 15% | 280.07 | 1 | Electromate | 30x24x8 Hinge Cover Box no/KO-N3R | E
E-30P20 | Enclosures and Cabinets | 58.21 | 15% | 66.94 | 0.25 | Electromate | 27x17 Large Enclosure Panel | E
E-30P16 | Enclosures and Cabinets | 48.05 | 15% | 55.26 | 0.25 | Electromate | 27x13 Large Enclosure Panel | E
E-30H2416SS | Enclosures and Cabinets | 1008 | 15% | 1159.2 | 1.75 | Electromate | 30x24x16 Enclosure-N4/4X St Steel | E
E-30H2410SS | Enclosures and Cabinets | 825.75 | 15% | 949.61 | 1.25 | Electromate | 30x24x10 Enclosure-N4/4X St Steel | E
E-30H2406SS | Enclosures and Cabinets | 715.5 | 15% | 822.83 | 1 | Electromate | 30x24x6 Enclosure-N4/4X St Steel | E
E-30H2006SS | Enclosures and Cabinets | 643.5 | 15% | 740.03 | 0.875 | Electromate | 30x20x6 Enclosure-N4/4X St Steel | E
E-303610CT | Enclosures and Cabinets | 288.05 | 15% | 331.26 | 1.75 | Electromate | 30x36x10 Double Door CT Cabinet-N1 | E
E-303608SS | Enclosures and Cabinets | 1202.13 | 15% | 1382.45 | 1.5 | Electromate | 30x36x8 Enclosure-N12/13 St Steel | E
E-303012SS | Enclosures and Cabinets | 1349.66 | 15% | 1552.11 | 1.25 | Electromate | 30x30x12 Enclosure-N12/13 St Steel | E
E-303010CT | Enclosures and Cabinets | 234.72 | 15% | 269.93 | 1.5 | Electromate | 30x30x10 Double Door CT Cabinet-N1 | E
E-303008SS | Enclosures and Cabinets | 1098.41 | 15% | 1263.17 | 1.5 | Electromate | 30x30x8 Enclosure-N12/13 St Steel | E
E-302420SS | Enclosures and Cabinets | 1428.3 | 15% | 1642.55 | 2 | Electromate | 30x24x20 Enclosure-N12/13 St Steel | E
E-302416SS | Enclosures and Cabinets | 1238.95 | 15% | 1424.79 | 1.5 | Electromate | 30x24x16 Enclosure-N12/13 St Steel | E
E-302412SS | Enclosures and Cabinets | 1080.52 | 15% | 1242.6 | 1.25 | Electromate | 30x24x12 Enclosure-N12/13 St Steel | E
E-302410SS | Enclosures and Cabinets | 1098.26 | 15% | 1263 | 1.25 | Electromate | 30x24x10 Enclosure-N12/13 St Steel | E
E-302410CT | Enclosures and Cabinets | 167.68 | 15% | 192.83 | 1.25 | Electromate | 30x24x10 Single Door CT Cabinet-N1 | E
E-302408SS | Enclosures and Cabinets | 957.66 | 15% | 1101.31 | 1 | Electromate | 30x24x8 Enclosure-N12/13 St Steel | E
E-302408RFISS | Enclosures and Cabinets | 1512.99 | 15% | 1739.94 | 1 | Electromate | 30x24x8 Enclosure EMI/RFI St Steel | E
E-302408RFI | Enclosures and Cabinets | 843.07 | 15% | 969.53 | 1 | Electromate | 30x24x8 Enclosure EMI/RFI-N12 | E
E-302408FMSS | Enclosures and Cabinets | 746.94 | 15% | 858.98 | 1.5 | Electromate | 30x24x8 Flush Enclosure-N12 St Stl | E
E-302408FM | Enclosures and Cabinets | 473.04 | 15% | 544 | 1.5 | Electromate | 30x24x8 Flush Enclosure-N12/13 | E
E-302406SS | Enclosures and Cabinets | 884.66 | 15% | 1017.36 | 1 | Electromate | 30x24x6 Enclosure-N12/13 St Steel | E
E-302406RFISS | Enclosures and Cabinets | 1387.52 | 15% | 1595.65 | 1 | Electromate | 30x24x6 Enclosure EMI/RFI St Steel | E
E-302010SS | Enclosures and Cabinets | 960.94 | 15% | 1105.08 | 1 | Electromate | 30x20x10 Enclosure-N12/13 St Steel | E
E-302008SS | Enclosures and Cabinets | 903.29 | 15% | 1038.78 | 1 | Electromate | 30x20x8 Enclosure-N12/13 St Steel | E
E-302006SS | Enclosures and Cabinets | 785.4 | 15% | 903.21 | 1 | Electromate | 30x20x6 Enclosure-N12/13 St Steel | E
E-301606SS | Enclosures and Cabinets | 765.15 | 15% | 879.92 | 0.75 | Electromate | 30x16x6 Enclosure-N12/13 St Steel | E
E-24R248HCRSS | Enclosures and Cabinets | 563.84 | 15% | 648.42 | 0.75 | Electromate | 24x24x8 Hinge Cover Box-N3R St Stl | E
E-24R248HCR | Enclosures and Cabinets | 206.17 | 15% | 237.1 | 0.75 | Electromate | 24x24x8 Hinge Cover Box no/KO-N3R | E
E-24P16 | Enclosures and Cabinets | 35.94 | 15% | 41.33 | 0.25 | Electromate | 21x13 Large Enclosure Panel | E
E-24N12P | Enclosures and Cabinets | 12.1 | 15% | 13.92 | 0.125 | Electromate | 24x12 Small Enclosure Panel | E
E-24N126 | Enclosures and Cabinets | 34.84 | 15% | 40.07 | 0.75 | Electromate | 24x12x6 Small Enclosure-N1 | E
E-24H2406SS | Enclosures and Cabinets | 630 | 15% | 724.5 | 0.75 | Electromate | 24x24x6 Enclosure-N4/4X St Steel | E
E-24H1606SS | Enclosures and Cabinets | 531 | 15% | 610.65 | 0.75 | Electromate | 24x16x6 Enclosure-N4/4X St Steel | E
E-24H1206SS | Enclosures and Cabinets | 470.25 | 15% | 540.79 | 0.625 | Electromate | 24x12x6 Enclosure-N4/4X St Steel | E
E-244212CT | Enclosures and Cabinets | 358.99 | 15% | 412.84 | 2 | Electromate | 24x42x12 Double Door CT Cabinet-N1 | E
E-243210CT | Enclosures and Cabinets | 204.18 | 15% | 234.81 | 1.5 | Electromate | 24x32x10 Double Door CT Cabinet-N1 | E
E-243008SS | Enclosures and Cabinets | 1018.11 | 15% | 1170.83 | 1 | Electromate | 24x30x8 Enclosure-N12/13 St Steel | E
E-242416SS | Enclosures and Cabinets | 1129.39 | 15% | 1298.8 | 1.25 | Electromate | 24x24x16 Enclosure-N12/13 St Steel | E
E-242412SS | Enclosures and Cabinets | 990.18 | 15% | 1138.71 | 1 | Electromate | 24x24x12 Enclosure-N12/13 St Steel | E
E-242410SS | Enclosures and Cabinets | 962.08 | 15% | 1106.39 | 0.875 | Electromate | 24x24x10 Enclosure-N12/13 St Steel | E
E-242410CT | Enclosures and Cabinets | 184.93 | 15% | 212.67 | 1 | Electromate | 24x24x10 Single Door CT Cabinet-N1 | E
E-242408SS | Enclosures and Cabinets | 868.31 | 15% | 998.56 | 0.875 | Electromate | 24x24x8 Enclosure-N12/13 St Steel | E
E-242408RFISS | Enclosures and Cabinets | 1299.38 | 15% | 1494.29 | 0.875 | Electromate | 24x24x8 Enclosure EMI/RFI St Steel | E
E-242408RFI | Enclosures and Cabinets | 792.29 | 15% | 911.13 | 0.875 | Electromate | 24x24x8 Enclosure EMI/RFI-N12 | E
E-242408FMSS | Enclosures and Cabinets | 657.9 | 15% | 756.59 | 1.25 | Electromate | 24x24x8 Flush Enclosure-N12 St Stl | E
E-242408FM | Enclosures and Cabinets | 413.34 | 15% | 475.34 | 1.25 | Electromate | 24x24x8 Flush Enclosure-N12/13 | E
E-242406SS | Enclosures and Cabinets | 835.89 | 15% | 961.27 | 0.75 | Electromate | 24x24x6 Enclosure-N12/13 St Steel | E
E-242016SS | Enclosures and Cabinets | 1027.92 | 15% | 1182.11 | 1.25 | Electromate | 24x20x16 Enclosure-N12/13 St Steel | E
E-242012SS | Enclosures and Cabinets | 883.45 | 15% | 1015.97 | 0.875 | Electromate | 24x20x12 Enclosure-N12/13 St Steel | E
E-242010SS | Enclosures and Cabinets | 842.51 | 15% | 968.89 | 0.75 | Electromate | 24x20x10 Enclosure-N12/13 St Steel | E
E-242010RFISS | Enclosures and Cabinets | 1277.84 | 15% | 1469.52 | 0.75 | Electromate | 24x20x10 Enclosure EMI/RFI St Steel | E
E-242008SS | Enclosures and Cabinets | 786.99 | 15% | 905.04 | 0.875 | Electromate | 24x20x8 Enclosure-N12/13 St Steel | E
E-242008RFISS | Enclosures and Cabinets | 1194.1 | 15% | 1373.22 | 0.875 | Electromate | 24x20x8 Enclosure EMI/RFI St Steel | E
E-242006SS | Enclosures and Cabinets | 714.89 | 15% | 822.12 | 0.75 | Electromate | 24x20x6 Enclosure-N12/13 St Steel | E
E-242006RFISS | Enclosures and Cabinets | 1069.02 | 15% | 1229.37 | 0.75 | Electromate | 24x20x6 Enclosure EMI/RFI St Steel | E
E-242006RFI | Enclosures and Cabinets | 641.19 | 15% | 737.37 | 0.75 | Electromate | 24x20x6 Enclosure EMI/RFI-N12 | E
E-242006FMSS | Enclosures and Cabinets | 559.16 | 15% | 643.03 | 1 | Electromate | 24x20x6 Flush Enclosure-N12 St Stl | E
E-242006FM | Enclosures and Cabinets | 388.7 | 15% | 447.01 | 1 | Electromate | 24x20x6 Flush Enclosure-N12/13 | E
E-24167CTL | Enclosures and Cabinets | 132.26 | 15% | 152.1 | 0.75 | Electromate | 24x16x7 Single Door CT Cabinet-N1 | E
E-241608SS | Enclosures and Cabinets | 741.72 | 15% | 852.98 | 0.875 | Electromate | 24x16x8 Enclosure-N12/13 St Steel | E
E-241606SS | Enclosures and Cabinets | 677.66 | 15% | 779.31 | 0.75 | Electromate | 24x16x6 Enclosure-N12/13 St Steel | E
E-241210SS | Enclosures and Cabinets | 667.96 | 15% | 768.15 | 0.75 | Electromate | 24x12x10 Enclosure-N12/13 St Steel | E
E-241208SS | Enclosures and Cabinets | 662.06 | 15% | 761.37 | 0.875 | Electromate | 24x12x8 Enclosure-N12/13 St Steel | E
E-241206SS | Enclosures and Cabinets | 579.56 | 15% | 666.49 | 0.625 | Electromate | 24x12x6 Enclosure-N12/13 St Steel | E
E-20R208HCRSS | Enclosures and Cabinets | 441.18 | 15% | 507.36 | 0.625 | Electromate | 20x20x8 Hinge Cover Box-N3R St Stl | E
E-20R208HCR | Enclosures and Cabinets | 155.94 | 15% | 179.33 | 0.625 | Electromate | 20x20x8 Hinge Cover Box no/KO-N3R | E
E-20R166HCRSS | Enclosures and Cabinets | 377.2 | 15% | 433.78 | 0.625 | Electromate | 20x16x6 Hinge Cover Box-N3R St Stl | E
E-20R166HCR | Enclosures and Cabinets | 110.04 | 15% | 126.55 | 0.625 | Electromate | 20x16x6 Hinge Cover Box no/KO-N3R | E
E-20P12 | Enclosures and Cabinets | 25.95 | 15% | 29.84 | 0.1875 | Electromate | 17x9 Large Enclosure Panel | E
E-20N12P | Enclosures and Cabinets | 9.91 | 15% | 11.4 | 0.125 | Electromate | 20x12 Small Enclosure Panel | E
E-20N126 | Enclosures and Cabinets | 36.92 | 15% | 42.46 | 0.75 | Electromate | 20x12x6 Small Enclosure-N1 | E
E-20H2408SS | Enclosures and Cabinets | 636.75 | 15% | 732.26 | 0.75 | Electromate | 20x24x8 Enclosure-N4/4X St Steel | E
E-20H2008SS | Enclosures and Cabinets | 612 | 15% | 703.8 | 0.75 | Electromate | 20x20x8 Enclosure-N4/4X St Steel | E
E-202408SS | Enclosures and Cabinets | 802.21 | 15% | 922.54 | 0.875 | Electromate | 20x24x8 Enclosure-N12/13 St Steel | E
E-202406SS | Enclosures and Cabinets | 731.75 | 15% | 841.51 | 0.75 | Electromate | 20x24x6 Enclosure-N12/13 St Steel | E
E-202010SS | Enclosures and Cabinets | 760.64 | 15% | 874.74 | 0.75 | Electromate | 20x20x10 Enclosure-N12/13 St Steel | E
E-202008SS | Enclosures and Cabinets | 737.14 | 15% | 847.71 | 0.75 | Electromate | 20x20x8 Enclosure-N12/13 St Steel | E
E-202008RFISS | Enclosures and Cabinets | 1090.13 | 15% | 1253.65 | 0.75 | Electromate | 20x20x8 Enclosure EMI/RFI St Steel | E
E-202006SS | Enclosures and Cabinets | 643.62 | 15% | 740.16 | 0.625 | Electromate | 20x20x6 Enclosure-N12/13 St Steel | E
E-202006RFISS | Enclosures and Cabinets | 1015.41 | 15% | 1167.72 | 0.625 | Electromate | 20x20x6 Enclosure EMI/RFI St Steel | E
E-202006FMSS | Enclosures and Cabinets | 508.78 | 15% | 585.1 | 1 | Electromate | 20x20x6 Flush Enclosure-N12 St Stl | E
E-202006FM | Enclosures and Cabinets | 352.85 | 15% | 405.78 | 1 | Electromate | 20x20x6 Flush Enclosure-N12/13 | E
E-201612SS | Enclosures and Cabinets | 754.7 | 15% | 867.91 | 0.75 | Electromate | 20x16x12 Enclosure-N12/13 St Steel | E
E-201610SS | Enclosures and Cabinets | 667.95 | 15% | 768.14 | 0.75 | Electromate | 20x16x10 Enclosure-N12/13 St Steel | E
E-201608SS | Enclosures and Cabinets | 684.54 | 15% | 787.22 | 0.75 | Electromate | 20x16x8 Enclosure-N12/13 St Steel | E
E-201608RFISS | Enclosures and Cabinets | 942 | 15% | 1083.3 | 0.75 | Electromate | 20x16x8 Enclosure EMI/RFI St Steel | E
E-201606SS | Enclosures and Cabinets | 581.61 | 15% | 668.85 | 0.625 | Electromate | 20x16x6 Enclosure-N12/13 St Steel | E
E-201606RFISS | Enclosures and Cabinets | 933.86 | 15% | 1073.94 | 0.625 | Electromate | 20x16x6 Enclosure EMI/RFI St Steel | E
E-201606RFI | Enclosures and Cabinets | 525.1 | 15% | 603.87 | 0.625 | Electromate | 20x16x6 Enclosure EMI/RFI-N12 | E
E-201606FMSS | Enclosures and Cabinets | 460.28 | 15% | 529.32 | 1 | Electromate | 20x16x6 Flush Enclosure-N12 St Stl | E
E-201606FM | Enclosures and Cabinets | 321.63 | 15% | 369.87 | 1 | Electromate | 20x16x6 Flush Enclosure-N12/13 | E
E-201208SS | Enclosures and Cabinets | 611.18 | 15% | 702.86 | 0.625 | Electromate | 20x12x8 Enclosure-N12/13 St Steel | E
E-201206SS | Enclosures and Cabinets | 549.91 | 15% | 632.4 | 0.625 | Electromate | 20x12x6 Enclosure-N12/13 St Steel | E
E-182410CT | Enclosures and Cabinets | 111.37 | 15% | 128.08 | 1 | Electromate | 18x24x10 Double Door CT Cabinet-N1 | E
E-16R166HCRSS | Enclosures and Cabinets | 339.98 | 15% | 390.98 | 0.5 | Electromate | 16x16x6 Hinge Cover Box-N3R St Stl | E
E-16R166HCR | Enclosures and Cabinets | 100 | 15% | 115 | 0.5 | Electromate | 16x16x6 Hinge Cover Box no/KO-N3R | E
E-16R126HCRSS | Enclosures and Cabinets | 320.34 | 15% | 368.39 | 0.5 | Electromate | 16x12x6 Hinge Cover Box-N3R St Stl | E
E-16R126HCR | Enclosures and Cabinets | 79.88 | 15% | 91.86 | 0.5 | Electromate | 16x12x6 Hinge Cover Box no/KO-N3R | E
E-16N12P | Enclosures and Cabinets | 7.96 | 15% | 9.15 | 0.125 | Electromate | 16x12 Small Enclosure Panel | E
E-16N126 | Enclosures and Cabinets | 31.98 | 15% | 36.78 | 0.5 | Electromate | 16x12x6 Small Enclosure-N1 | E
E-16H2006SS | Enclosures and Cabinets | 490.5 | 15% | 564.08 | 0.625 | Electromate | 16x20x6 Enclosure-N4/4X St Steel | E
E-16H1608AL | Enclosures and Cabinets | 435.2 | 15% | 500.48 | 0.75 | Electromate | 16x16x8 Enclosure-N4/4X Aluminum | E
E-162008SS | Enclosures and Cabinets | 652.99 | 15% | 750.94 | 0.75 | Electromate | 16x20x8 Enclosure-N12/13 St Steel | E
E-162006SS | Enclosures and Cabinets | 581.52 | 15% | 668.75 | 0.625 | Electromate | 16x20x6 Enclosure-N12/13 St Steel | E
E-161608SS | Enclosures and Cabinets | 572.82 | 15% | 658.74 | 0.625 | Electromate | 16x16x8 Enclosure-N12/13 St Steel | E
E-161606SS | Enclosures and Cabinets | 532.51 | 15% | 612.39 | 0.5 | Electromate | 16x16x6 Enclosure-N12/13 St Steel | E
E-161210SS | Enclosures and Cabinets | 553.09 | 15% | 636.05 | 0.5 | Electromate | 16x12x10 Enclosure-N12/13 St Steel | E
E-161208SS | Enclosures and Cabinets | 533.83 | 15% | 613.9 | 0.625 | Electromate | 16x12x8 Enclosure-N12/13 St Steel | E
E-161208RFISS | Enclosures and Cabinets | 775.34 | 15% | 891.64 | 0.625 | Electromate | 16x12x8 Enclosure EMI/RFI St Steel | E
E-161206SS | Enclosures and Cabinets | 482.08 | 15% | 554.39 | 0.5 | Electromate | 16x12x6 Enclosure-N12/13 St Steel | E
E-161206RFISS | Enclosures and Cabinets | 726.52 | 15% | 835.5 | 0.5 | Electromate | 16x12x6 Enclosure EMI/RFI St Steel | E
E-161206RFI | Enclosures and Cabinets | 445.03 | 15% | 511.78 | 0.5 | Electromate | 16x12x6 Enclosure EMI/RFI-N12 | E
E-161206FMSS | Enclosures and Cabinets | 382.82 | 15% | 440.24 | 0.75 | Electromate | 16x12x6 Flush Enclosure-N12 St Stl | E
E-161206FM | Enclosures and Cabinets | 279.77 | 15% | 321.74 | 0.75 | Electromate | 16x12x6 Flush Enclosure-N12/13 | E
E-14N12P | Enclosures and Cabinets | 7.34 | 15% | 8.44 | 0.125 | Electromate | 14x12 Small Enclosure Panel | E
E-14N128 | Enclosures and Cabinets | 33.02 | 15% | 37.97 | 0.75 | Electromate | 14x12x8 Small Enclosure-N1 | E
E-12R106HCR | Enclosures and Cabinets | 59.18 | 15% | 68.06 | 0.375 | Electromate | 12x10x6 Hinge Cover Box no/KO-N3R | E
E-12N12P | Enclosures and Cabinets | 7.26 | 15% | 8.35 | 0.125 | Electromate | 12x12 Small Enclosure Panel | E
E-12N10P | Enclosures and Cabinets | 6.14 | 15% | 7.06 | 0.125 | Electromate | 12x10 Small Enclosure Panel | E
E-122408SS | Enclosures and Cabinets | 626.64 | 15% | 720.64 | 0.625 | Electromate | 12x24x8 Enclosure-N12/13 St Steel | E
E-122406SS | Enclosures and Cabinets | 558.31 | 15% | 642.06 | 0.625 | Electromate | 12x24x6 Enclosure-N12/13 St Steel | E
E-10R86HCR | Enclosures and Cabinets | 52.54 | 15% | 60.42 | 0.3125 | Electromate | 10x8x6 Hinge Cover Box no/KO-N3R | E
E-10N8P | Enclosures and Cabinets | 4.43 | 15% | 5.09 | 0.125 | Electromate | 10x8 Small Enclosure Panel | E
E-10N10P | Enclosures and Cabinets | 5.43 | 15% | 6.24 | 0.125 | Electromate | 10x10 Small Enclosure Panel | E
E-10N106 | Enclosures and Cabinets | 22.88 | 15% | 26.31 | 0.4375 | Electromate | 10x10x6 Small Enclosure-N1 | E
AW88P | Enclosures and Cabinets | 3.96 | 15% | 4.55 | 0.125 | B-Line | 6.87x6.87 Enclosure Panel | E
AW86P | Enclosures and Cabinets | 3.71 | 15% | 4.27 | 0.125 | B-Line | 6.87x4.87 Enclosure Panel | E
AW7236P | Enclosures and Cabinets | 189.54 | 15% | 217.97 | 1 | B-Line | 68.87x32.87 Enclosure Panel | E
AW7230P | Enclosures and Cabinets | 153.09 | 15% | 176.05 | 0.75 | B-Line | 68.87x26.87 Enclosure Panel | E
AW66P | Enclosures and Cabinets | 3.09 | 15% | 3.55 | 0.125 | B-Line | 4.87x4.87 Enclosure Panel | E
AW64P | Enclosures and Cabinets | 2.68 | 15% | 3.08 | 0.125 | B-Line | 4.87x2.87 Enclosure Panel | E
AW6036P | Enclosures and Cabinets | 154.44 | 15% | 177.61 | 1 | B-Line | 56.87x32.87 Enclosure Panel | E
AW4836P | Enclosures and Cabinets | 119.61 | 15% | 137.55 | 0.75 | B-Line | 44.87x32.87 Enclosure Panel | E
AW4830P | Enclosures and Cabinets | 105.84 | 15% | 121.72 | 0.5 | B-Line | 44.87x26.87 Enclosure Panel | E
AW4824P | Enclosures and Cabinets | 81.27 | 15% | 93.46 | 0.5 | B-Line | 44.87x20.87 Enclosure Panel | E
AW4236P | Enclosures and Cabinets | 110.97 | 15% | 127.62 | 0.75 | B-Line | 38.87x32.87 Enclosure Panel | E
AW4230P | Enclosures and Cabinets | 93.96 | 15% | 108.05 | 0.5 | B-Line | 38.87x26.87 Enclosure Panel | E
AW4224P | Enclosures and Cabinets | 72.9 | 15% | 83.84 | 0.375 | B-Line | 38.87x20.87 Enclosure Panel | E
AW3636P | Enclosures and Cabinets | 102.6 | 15% | 117.99 | 0.75 | B-Line | 32.87x32.87 Enclosure Panel | E
AW3630P | Enclosures and Cabinets | 84.24 | 15% | 96.88 | 0.5 | B-Line | 32.87x26.87 Enclosure Panel | E
AW3624P | Enclosures and Cabinets | 65.61 | 15% | 75.45 | 0.375 | B-Line | 32.87x20.87 Enclosure Panel | E
AW3030P | Enclosures and Cabinets | 67.5 | 15% | 77.63 | 0.5 | B-Line | 26.87x26.87 Enclosure Panel | E
AW3024P | Enclosures and Cabinets | 55.35 | 15% | 63.65 | 0.375 | B-Line | 26.87x20.87 Enclosure Panel | E
AW3020P | Enclosures and Cabinets | 44.55 | 15% | 51.23 | 0.25 | B-Line | 26.87x16.87 Enclosure Panel | E
AW3016P | Enclosures and Cabinets | 39.42 | 15% | 45.33 | 0.25 | B-Line | 26.87x12.87 Enclosure Panel | E
AW2424P | Enclosures and Cabinets | 45.36 | 15% | 52.16 | 0.375 | B-Line | 20.87x20.87 Enclosure Panel | E
AW2420P | Enclosures and Cabinets | 36.99 | 15% | 42.54 | 0.25 | B-Line | 20.87x16.87 Enclosure Panel | E
AW2416P | Enclosures and Cabinets | 29.43 | 15% | 33.84 | 0.25 | B-Line | 21x13 Enclosure Panel | E
AW2412P | Enclosures and Cabinets | 24.7 | 15% | 28.41 | 0.1875 | B-Line | 21x9 Enclosure Panel | E
AW2020P | Enclosures and Cabinets | 28.89 | 15% | 33.22 | 0.25 | B-Line | 17x17 Enclosure Panel | E
AW2016P | Enclosures and Cabinets | 23.86 | 15% | 27.44 | 0.25 | B-Line | 17x13 Enclosure Panel | E
AW2012P | Enclosures and Cabinets | 19.98 | 15% | 22.98 | 0.125 | B-Line | 17x9 Enclosure Panel | E
AW1616P | Enclosures and Cabinets | 21.06 | 15% | 24.22 | 0.1875 | B-Line | 13x13 Enclosure Panel | E
AW1614P | Enclosures and Cabinets | 11.88 | 15% | 13.66 | 0.1875 | B-Line | 14.87x12.87 Enclosure Panel | E
AW1612P | Enclosures and Cabinets | 16.33 | 15% | 18.78 | 0.125 | B-Line | 13x9 Enclosure Panel | E
AW1610P | Enclosures and Cabinets | 8.73 | 15% | 10.04 | 0.125 | B-Line | 14.87x8.87 Enclosure Panel | E
AW148P | Enclosures and Cabinets | 6 | 15% | 6.9 | 0.125 | B-Line | 12.87x6.87 Enclosure Panel | E
AW1412P | Enclosures and Cabinets | 8.91 | 15% | 10.25 | 0.1875 | B-Line | 12.87x10.87 Enclosure Panel | E
AW126P | Enclosures and Cabinets | 2.8 | 15% | 3.22 | 0.125 | B-Line | 10.87x4.87 Enclosure Panel | E
AW1212P | Enclosures and Cabinets | 7.56 | 15% | 8.69 | 0.125 | B-Line | 10.87x10.87 Enclosure Panel | E
AW1210P | Enclosures and Cabinets | 6.75 | 15% | 7.76 | 0.125 | B-Line | 10.87x8.87 Enclosure Panel | E
AW108P | Enclosures and Cabinets | 5.04 | 15% | 5.8 | 0.125 | B-Line | 8.87x6.87 Enclosure Panel | E
AW1010P | Enclosures and Cabinets | 5.4 | 15% | 6.21 | 0.125 | B-Line | 8.87x8.87 Enclosure Panel | E
A-SG8X8X6 | Enclosures and Cabinets | 13.36 | 15% | 15.36 | 0.3125 | Hoffman | 8x8x6 Galv Screw Cover PB w/KO | E
A-SG8X8X4 | Enclosures and Cabinets | 11.05 | 15% | 12.71 | 0.25 | Hoffman | 8x8x4 Galv Screw Cover PB w/KO | E
A-SG8X6X4 | Enclosures and Cabinets | 10.89 | 15% | 12.52 | 0.1875 | Hoffman | 8x6x4 Galv Screw Cover PB w/KO | E
A-SG6X6X6 | Enclosures and Cabinets | 9.73 | 15% | 11.19 | 0.25 | Hoffman | 6x6x6 Galv Screw Cover PB w/KO | E
A-SG6X6X4 | Enclosures and Cabinets | 8.34 | 15% | 9.59 | 0.1875 | Hoffman | 6x6x4 Galv Screw Cover PB w/KO | E
A-SG6X4X4 | Enclosures and Cabinets | 8.33 | 15% | 9.58 | 0.1875 | Hoffman | 6x4x4 Galv Screw Cover PB w/KO | E
A-SG4X4X4 | Enclosures and Cabinets | 6.5 | 15% | 7.48 | 0.1875 | Hoffman | 4x4x4 Galv Screw Cover PB w/KO | E
A-SG36X24X6 | Enclosures and Cabinets | 299.3 | 15% | 344.2 | 1.25 | Hoffman | 36x24x6 Galv Screw Cover PB w/KO | E
A-SG30X24X6 | Enclosures and Cabinets | 117.31 | 15% | 134.91 | 1 | Hoffman | 30x24x6 Galv Screw Cover PB w/KO | E
A-SG24X24X6 | Enclosures and Cabinets | 79.2 | 15% | 91.08 | 0.75 | Hoffman | 24x24x6 Galv Screw Cover PB w/KO | E
A-SG24X24X4 | Enclosures and Cabinets | 77.38 | 15% | 88.99 | 0.625 | Hoffman | 24x24x4 Galv Screw Cover PB w/KO | E
A-SG24X18X6 | Enclosures and Cabinets | 67.98 | 15% | 78.18 | 0.625 | Hoffman | 24x18x6 Galv Screw Cover PB w/KO | E
A-SG18X18X6 | Enclosures and Cabinets | 39.1 | 15% | 44.97 | 0.625 | Hoffman | 18x18x6 Galv Screw Cover PB w/KO | E
A-SG18X18X4 | Enclosures and Cabinets | 27.72 | 15% | 31.88 | 0.5 | Hoffman | 18x18x4 Galv Screw Cover PB w/KO | E
A-SG18X12X6 | Enclosures and Cabinets | 33.66 | 15% | 38.71 | 0.5 | Hoffman | 18x12x6 Galv Screw Cover PB w/KO | E
A-SG18X12X4 | Enclosures and Cabinets | 28.87 | 15% | 33.2 | 0.375 | Hoffman | 18x12x4 Galv Screw Cover PB w/KO | E
A-SG12X8X4 | Enclosures and Cabinets | 16.5 | 15% | 18.98 | 0.25 | Hoffman | 12x8x4 Galv Screw Cover PB w/KO | E
A-SG12X12X6 | Enclosures and Cabinets | 21.94 | 15% | 25.23 | 0.4375 | Hoffman | 12x12x6 Galv Screw Cover PB w/KO | E
A-SG12X12X4 | Enclosures and Cabinets | 18.81 | 15% | 21.63 | 0.375 | Hoffman | 12x12x4 Galv Screw Cover PB w/KO | E
A-SG12X10X6 | Enclosures and Cabinets | 24.09 | 15% | 27.7 | 0.375 | Hoffman | 12x10x6 Galv Screw Cover PB w/KO | E
A-SG12X10X4 | Enclosures and Cabinets | 18.97 | 15% | 21.82 | 0.3125 | Hoffman | 12x10x4 Galv Screw Cover PB w/KO | E
A-SG10X8X6 | Enclosures and Cabinets | 18.64 | 15% | 21.44 | 0.3125 | Hoffman | 10x8x6 Galv Screw Cover PB w/KO | E
A-SG10X8X4 | Enclosures and Cabinets | 14.59 | 15% | 16.78 | 0.25 | Hoffman | 10x8x4 Galv Screw Cover PB w/KO | E
A-SG10X10X6 | Enclosures and Cabinets | 17.32 | 15% | 19.92 | 0.375 | Hoffman | 10x10x6 Galv Screw Cover PB w/KO | E
A-SG10X10X4 | Enclosures and Cabinets | 14.55 | 15% | 16.73 | 0.3125 | Hoffman | 10x10x4 Galv Screw Cover PB w/KO | E
A-SE12X8X4 | Enclosures and Cabinets | 16.22 | 15% | 18.65 | 0.25 | Hoffman | 12x8x4 Gray Screw Cover PB w/KO | E
A-8R86HCR | Enclosures and Cabinets | 63.6 | 15% | 73.14 | 0.3125 | Hoffman | 8x8x6 Hinge Cover Box-N3R | E
A-8R64HCR | Enclosures and Cabinets | 50.04 | 15% | 57.55 | 0.25 | Hoffman | 8x6x4 Hinge Cover Box-N3R | E
A-8N86 | Enclosures and Cabinets | 28.34 | 15% | 32.59 | 0.4375 | Hoffman | 8x6x6 Small Enclosure-N1 | E
A-6R64HCR | Enclosures and Cabinets | 45.09 | 15% | 51.85 | 0.1875 | Hoffman | 6x6x4 Hinge Cover Box-N3R | E
A-60R3612HCR | Enclosures and Cabinets | 955.8 | 15% | 1099.17 | 3 | Hoffman | 60x36x12 Hinge Cover Box-N3R | E
A-60P24 | Enclosures and Cabinets | 138.38 | 15% | 159.14 | 0.5 | Hoffman | 57x21 Enclosure Panel-N4/12/13 | E
A-60H3612SSLP | Enclosures and Cabinets | 3249.87 | 15% | 3737.35 | 3 | Hoffman | 60x36x12 Enclosure-N4X | E
A-48R3616HCR | Enclosures and Cabinets | 989.1 | 15% | 1137.47 | 2.75 | Hoffman | 48x36x16 Hinge Cover Box-N3R | E
A-48R3616 | Enclosures and Cabinets | 698.36 | 15% | 803.11 | 2.75 | Hoffman | 48x36x16 Screw Cover Enclosure-N3R | E
A-48H36DLP | Enclosures and Cabinets | 475.74 | 15% | 547.1 | 1.75 | Hoffman | 36x24x12 Enclosure-N4 | E
A-48H3616SSLP | Enclosures and Cabinets | 2106.27 | 15% | 2422.21 | 3 | Hoffman | 48x36x16 Enclosure-N4X | E
A-48H3608SSLP | Enclosures and Cabinets | 1706.13 | 15% | 1962.05 | 2 | Hoffman | 48x36x8 Enclosure-N4X | E
A-48C36CLP | Enclosures and Cabinets | 330.2 | 15% | 379.73 | 2.75 | Hoffman | 48x36x11 JIC Oil Tight Enclosure | E
A-42R3612HCR | Enclosures and Cabinets | 717.6 | 15% | 825.24 | 2.25 | Hoffman | 42x36x12 Hinge Cover Box-N3R | E
A-42R3012HCR | Enclosures and Cabinets | 628.2 | 15% | 722.43 | 2 | Hoffman | 42x30x12 Hinge Cover Box-N3R | E
A-42H3608SSLP | Enclosures and Cabinets | 1548.18 | 15% | 1780.41 | 1.75 | Hoffman | 42x36x8 Enclosure-N4X | E
A-42H3010SSLP | Enclosures and Cabinets | 2102.49 | 15% | 2417.86 | 2 | Hoffman | 42x30x10 Enclosure-N4X | E
A-40P24 | Enclosures and Cabinets | 95.46 | 15% | 109.78 | 0.375 | Hoffman | 37x21Enclosure Panel-N4/12/13 | E
A-36R3612HCR | Enclosures and Cabinets | 637.2 | 15% | 732.78 | 2 | Hoffman | 36x36x12 Hinge Cover Box-N3R | E
A-36R3612 | Enclosures and Cabinets | 392.86 | 15% | 451.79 | 2 | Hoffman | 36x36x12 Screw Cover Enclosure-N3R | E
A-36R3012HCR | Enclosures and Cabinets | 558.6 | 15% | 642.39 | 1.75 | Hoffman | 36x30x12 Hinge Cover Box-N3R | E
A-36R3012 | Enclosures and Cabinets | 330.46 | 15% | 380.03 | 1.75 | Hoffman | 36x30x12 Screw Cover Enclosure-N3R | E
A-36P16 | Enclosures and Cabinets | 63.64 | 15% | 73.19 | 0.25 | Hoffman | 33x13 Enclosure Panel-N4/12/13 | E
A-36H3612SSLP | Enclosures and Cabinets | 2025.27 | 15% | 2329.06 | 2 | Hoffman | 36x36x12 Enclosure-N4X | E
A-36H30CLP | Enclosures and Cabinets | 438.21 | 15% | 503.94 | 1.5 | Hoffman | 36x24x10 Enclosure-N4 | E
A-36H3016SSLP | Enclosures and Cabinets | 1312.2 | 15% | 1509.03 | 2 | Hoffman | 36x30x16 Enclosure-N4X | E
A-36H3012SSLP | Enclosures and Cabinets | 1312.2 | 15% | 1509.03 | 1.75 | Hoffman | 36x30x12 Enclosure-N4X | E
A-36H3008SSLP | Enclosures and Cabinets | 1234.98 | 15% | 1420.23 | 1.125 | Hoffman | 36x30x8 Enclosure-N4X | E
A-36H2410SSLP | Enclosures and Cabinets | 1659.06 | 15% | 1907.92 | 1.5 | Hoffman | 36x24x10 Enclosure-N4X | E
A-36H2408SSLP | Enclosures and Cabinets | 1077.57 | 15% | 1239.21 | 1.125 | Hoffman | 36x24x8 Enclosure-N4X | E
A-36C30DLP | Enclosures and Cabinets | 262.08 | 15% | 301.39 | 1.75 | Hoffman | 36x30x13 JIC Oil Tight Enclosure | E
A-36C30BLP | Enclosures and Cabinets | 232.96 | 15% | 267.9 | 1.5 | Hoffman | 36x30x9 JIC Oil Tight Enclosure | E
A-36C24CLP | Enclosures and Cabinets | 216.58 | 15% | 249.07 | 1.25 | Hoffman | 36x24x11 JIC Oil Tight Enclosure | E
A-36C24BLP | Enclosures and Cabinets | 203.32 | 15% | 233.82 | 1.25 | Hoffman | 36x24x9 JIC Oil Tight Enclosure | E
A-36C24ALP | Enclosures and Cabinets | 189.8 | 15% | 218.27 | 1.5 | Hoffman | 36x24x7 JIC Oil Tight Enclosure | E
A-30R3016HCR | Enclosures and Cabinets | 526.2 | 15% | 605.13 | 1.75 | Hoffman | 30x30x16 Hinge Cover Box-N3R | E
A-30R3016 | Enclosures and Cabinets | 363.74 | 15% | 418.3 | 1.75 | Hoffman | 30x30x16 Screw Cover Enclosure-N3R | E
A-30R3012HCR | Enclosures and Cabinets | 489.6 | 15% | 563.04 | 1.125 | Hoffman | 30x30x12 Hinge Cover Box-N3R | E
A-30R248HCR | Enclosures and Cabinets | 343.2 | 15% | 394.68 | 1 | Hoffman | 30x24x8 Hinge Cover Box-N3R | E
A-30R248 | Enclosures and Cabinets | 145.34 | 15% | 167.14 | 1.25 | Hoffman | 30x24x8 Screw Cover Enclosure-N3R | E
A-30P24 | Enclosures and Cabinets | 55.35 | 15% | 63.65 | 0.375 | Hoffman | 27x21 Enclosure Panel-N4/12/13 | E
A-30H3008SSLP | Enclosures and Cabinets | 1098.09 | 15% | 1262.8 | 1 | Hoffman | 30x30x8 Enclosure-N4X | E
A-30H2416SSLP | Enclosures and Cabinets | 1792.83 | 15% | 2061.75 | 1.5 | Hoffman | 30x24x16 Enclosure-N4X | E
A-30H2408SSLP | Enclosures and Cabinets | 963.63 | 15% | 1108.17 | 1 | Hoffman | 30x24x8 Enclosure-N4X | E
A-30H2008SSLP | Enclosures and Cabinets | 872.37 | 15% | 1003.23 | 1 | Hoffman | 30x20x8 Enclosure-N4X | E
A-30C24DLP | Enclosures and Cabinets | 205.14 | 15% | 235.91 | 1.25 | Hoffman | 30x24x13 JIC Oil Tight Enclosure | E
A-30C24BLP | Enclosures and Cabinets | 181.22 | 15% | 208.4 | 1 | Hoffman | 30x24x9 JIC Oil Tight Enclosure | E
A-30C24ALP | Enclosures and Cabinets | 169.26 | 15% | 194.65 | 1.25 | Hoffman | 30x24x7 JIC Oil Tight Enclosure | E
A-30C20BLP | Enclosures and Cabinets | 164.06 | 15% | 188.67 | 1 | Hoffman | 30x20x9 JIC Oil Tight Enclosure | E
A-30C20ALP | Enclosures and Cabinets | 153.14 | 15% | 176.11 | 1 | Hoffman | 30x20x7 JIC Oil Tight Enclosure | E
A-24R248HCR | Enclosures and Cabinets | 293.4 | 15% | 337.41 | 0.875 | Hoffman | 24x24x8 Hinge Cover Box-N3R | E
A-24R208HCR | Enclosures and Cabinets | 137.34 | 15% | 157.94 | 0.875 | Hoffman | 24x20x8 Hinge Cover Box-N3R | E
A-24N12P | Enclosures and Cabinets | 9.67 | 15% | 11.12 | 0.1875 | Hoffman | 22.25x10.25 Enclosure Panel-N1 | E
A-24H3008SSLP | Enclosures and Cabinets | 963.36 | 15% | 1107.86 | 1 | Hoffman | 24x30x8 Enclosure-N4X | E
A-24H2412SSLP | Enclosures and Cabinets | 1391.91 | 15% | 1600.7 | 1 | Hoffman | 24x24x12 Enclosure-N4X | E
A-24H2408SSLP | Enclosures and Cabinets | 848.07 | 15% | 975.28 | 0.875 | Hoffman | 24x24x8 Enclosure-N4X | E
A-24H2010SSLP | Enclosures and Cabinets | 824.31 | 15% | 947.96 | 0.875 | Hoffman | 24x20x10 Enclosure-N4X | E
A-24H2008SSLP | Enclosures and Cabinets | 771.12 | 15% | 886.79 | 0.875 | Hoffman | 24x20x8 Enclosure-N4X | E
A-24H2006SSLP | Enclosures and Cabinets | 717.39 | 15% | 825 | 0.75 | Hoffman | 24x20x6 Enclosure-N4X | E
A-24H1608SSLP | Enclosures and Cabinets | 462.6 | 15% | 531.99 | 0.75 | Hoffman | 24x16x8 Enclosure-N4X St Steel | E
A-24C24CLP | Enclosures and Cabinets | 179.66 | 15% | 206.61 | 1 | Hoffman | 24x24x11 JIC Oil Tight Enclosure | E
A-24C24BLP | Enclosures and Cabinets | 159.38 | 15% | 183.29 | 0.875 | Hoffman | 24x24x9 JIC Oil Tight Enclosure | E
A-24C24ALP | Enclosures and Cabinets | 148.72 | 15% | 171.03 | 0.875 | Hoffman | 24x24x7 JIC Oil Tight Enclosure | E
A-24C20BLP | Enclosures and Cabinets | 144.82 | 15% | 166.54 | 0.875 | Hoffman | 24x20x9 JIC Oil Tight Enclosure | E
A-24C20ALP | Enclosures and Cabinets | 135.2 | 15% | 155.48 | 0.875 | Hoffman | 24x20x7 JIC Oil Tight Enclosure | E
A-20R166HCR | Enclosures and Cabinets | 162 | 15% | 186.3 | 0.625 | Hoffman | 20x16x6 Hinge Cover Box-N3R | E
A-20N12P | Enclosures and Cabinets | 15.2 | 15% | 17.48 | 0.1875 | Hoffman | 18.25x10.25 Enclosure Panel-N1 | E
A-20N126 | Enclosures and Cabinets | 176.12 | 15% | 202.54 | 0.5 | Hoffman | 20x12x6 Small Enclosure-N1 | E
A-20H2408SSLP | Enclosures and Cabinets | 771.12 | 15% | 886.79 | 0.75 | Hoffman | 20x24x8 Enclosure-N4X | E
A-20H2006SSLP | Enclosures and Cabinets | 655.02 | 15% | 753.27 | 0.625 | Hoffman | 20x20x6 Enclosure-N4X | E
A-20H1610SSLP | Enclosures and Cabinets | 679.32 | 15% | 781.22 | 0.75 | Hoffman | 20x16x10 Enclosure-N4X | E
A-20H1606SSLP | Enclosures and Cabinets | 593.19 | 15% | 682.17 | 0.625 | Hoffman | 20x16x6 Enclosure-N4X | E
A-20C20BLP | Enclosures and Cabinets | 132.08 | 15% | 151.89 | 0.875 | Hoffman | 20x20x9 JIC Oil Tight Enclosure | E
A-20C20ALP | Enclosures and Cabinets | 123.24 | 15% | 141.73 | 0.75 | Hoffman | 20x20x7 JIC Oil Tight Enclosure | E
A-20C16BLP | Enclosures and Cabinets | 119.34 | 15% | 137.24 | 0.75 | Hoffman | 20x16x9 JIC Oil Tight Enclosure | E
A-20C16ALP | Enclosures and Cabinets | 111.28 | 15% | 127.97 | 0.75 | Hoffman | 20x16x7 JIC Oil Tight Enclosure | E
A-16R166HCR | Enclosures and Cabinets | 141.6 | 15% | 162.84 | 0.5625 | Hoffman | 16x16x6 Hinge Cover Box-N3R | E
A-16R126HCR | Enclosures and Cabinets | 120.6 | 15% | 138.69 | 0.4375 | Hoffman | 16x12x6 Hinge Cover Box-N3R | E
A-16N12P | Enclosures and Cabinets | 11.87 | 15% | 13.65 | 0.1875 | Hoffman | 14.25x10.25 Enclosure Panel-N1 | E
A-16N126 | Enclosures and Cabinets | 141.1 | 15% | 162.27 | 0.5 | Hoffman | 16x12x6 Small Enclosure-N1 | E
A-16H2006SSLP | Enclosures and Cabinets | 593.19 | 15% | 682.17 | 0.625 | Hoffman | 16x20x6 Enclosure-N4X | E
A-16H1606SSLP | Enclosures and Cabinets | 540 | 15% | 621 | 0.5 | Hoffman | 16x16x6 Enclosure-N4X | E
A-16H1208SSLP | Enclosures and Cabinets | 353.16 | 15% | 406.13 | 0.625 | Hoffman | 16x12x8 Enclosure-N4X | E
A-16H1206SSLP | Enclosures and Cabinets | 486.81 | 15% | 559.83 | 0.5 | Hoffman | 16x12x6 Enclosure-N4X | E
A-14N128 | Enclosures and Cabinets | 164.56 | 15% | 189.24 | 0.5 | Hoffman | 14x12x8 Small Enclosure-N1 | E
A-12R126HCR | Enclosures and Cabinets | 94.2 | 15% | 108.33 | 0.4375 | Hoffman | 12x12x6 Hinge Cover Box-N3R | E
A-12R106HCR | Enclosures and Cabinets | 85.2 | 15% | 97.98 | 0.4375 | Hoffman | 12x10x6 Hinge Cover Box-N3R | E
A-12P24 | Enclosures and Cabinets | 41.9 | 15% | 48.19 | 0.375 | Hoffman | 9x21 Large Enclosure Panel | E
A-12DLP12 | Enclosures and Cabinets | 33.14 | 15% | 38.11 | 0.125 | Hoffman | 9x9 Enclosure Panel-N4/12/13 | E
A-10R86HCR | Enclosures and Cabinets | 70.2 | 15% | 80.73 | 0.375 | Hoffman | 10x8x6 Hinge Cover Box-N3R | E
A-10N106 | Enclosures and Cabinets | 73.44 | 15% | 84.46 | 0.4375 | Hoffman | 10x10x6 Small Enclosure-N1 | E
888 SC NK | Enclosures and Cabinets | 19.55 | 15% | 22.48 | 0.25 | B-Line | 8x8x8 Gray Screw Cover PB no/KO | E
888 SC | Enclosures and Cabinets | 19.55 | 15% | 22.48 | 0.25 | B-Line | 8x8x8 Gray Screw Cover PB w/KO | E
886RHC | Enclosures and Cabinets | 55.42 | 15% | 63.73 | 0.375 | B-Line | 8x8x6 Small Enclosure-N3R | E
886-12CHSC | Enclosures and Cabinets | 56.7 | 15% | 65.21 | 0.375 | B-Line | 8x8x6 Hinge Screw Cvr Box-N12/13 | E
886 WPSC | Enclosures and Cabinets | 56.7 | 15% | 65.21 | 0.3125 | B-Line | 8x8x6 Screw Cover Enclosure-N3 | E
886 SC NK | Enclosures and Cabinets | 15.66 | 15% | 18.01 | 0.3125 | B-Line | 8x8x6 Gray Screw Cover PB no/KO | E
886 SC | Enclosures and Cabinets | 15.66 | 15% | 18.01 | 0.3125 | B-Line | 8x8x6 Gray Screw Cover PB w/KO | E
886 RTSC NK | Enclosures and Cabinets | 25.74 | 15% | 29.6 | 0.3125 | B-Line | 8x8x6 Screw Cover PB no/KO-N3R | E
886 RTSC | Enclosures and Cabinets | 25.74 | 15% | 29.6 | 0.3125 | B-Line | 8x8x6 Screw Cover PB w/KO-N3R | E
886 HC | Enclosures and Cabinets | 20.89 | 15% | 24.02 | 0.3125 | B-Line | 8x8x6 Hinge Cover Box-N1 | E
884-4XSCHC | Enclosures and Cabinets | 184.68 | 15% | 212.38 | 0.3125 | B-Line | 8x8x4 Hinge Cover Box-N4X St Stl | E
884-4XALC | Enclosures and Cabinets | 126.09 | 15% | 145 | 0.3125 | B-Line | 8x8x4 Hinge Cover Box-N4X Alum | E
884-12CHSC | Enclosures and Cabinets | 50.49 | 15% | 58.06 | 0.3125 | B-Line | 8x8x4 Hinge Screw Cvr Box-N12/13 | E
884-12CHC | Enclosures and Cabinets | 44.01 | 15% | 50.61 | 0.3125 | B-Line | 8x8x4 Hinge Cover Box-N12/13 | E
884-1 | Enclosures and Cabinets | 46.92 | 15% | 53.96 | 0.3125 | B-Line | 8x8x4 Small Enclosure-N1 | E
884 WPSC | Enclosures and Cabinets | 45.36 | 15% | 52.16 | 0.25 | B-Line | 8x8x4 Screw Cover Enclosure-N3 | E
884 TCS | Enclosures and Cabinets | 40.5 | 15% | 46.58 | 0.25 | B-Line | 8x8x4 Surface Phone Cabinet-N1 | E
884 TCF | Enclosures and Cabinets | 40.5 | 15% | 46.58 | 0.25 | B-Line | 8x8x4 Flush Phone Cabinet-N1 | E
884 SC NK | Enclosures and Cabinets | 13.04 | 15% | 15 | 0.25 | B-Line | 8x8x4 Gray Screw Cover PB no/KO | E
884 SC | Enclosures and Cabinets | 13.04 | 15% | 15 | 0.25 | B-Line | 8x8x4 Gray Screw Cover PB w/KO | E
884 RTSC NK | Enclosures and Cabinets | 21.91 | 15% | 25.2 | 0.25 | B-Line | 8x8x4 Screw Cover PB no/KO-N3R | E
884 RTSC | Enclosures and Cabinets | 21.91 | 15% | 25.2 | 0.25 | B-Line | 8x8x4 Screw Cover PB w/KO-N3R | E
884 RTHC NK | Enclosures and Cabinets | 59.4 | 15% | 68.31 | 0.25 | B-Line | 8x8x4 Hinge Cover Box no/KO-N3R | E
884 RTHC | Enclosures and Cabinets | 59.4 | 15% | 68.31 | 0.25 | B-Line | 8x8x4 Hinge Cover Box w/KO-N3R | E
884 HC | Enclosures and Cabinets | 17.44 | 15% | 20.06 | 0.25 | B-Line | 8x8x4 Hinge Cover Box-N1 | E
88 TCS | Enclosures and Cabinets | 20.25 | 15% | 23.29 | 0.25 | B-Line | 8x8 Phone Cabinet Surface Cover | E
88 TCF | Enclosures and Cabinets | 20.25 | 15% | 23.29 | 0.25 | B-Line | 8x8 Phone Cabinet Flush Cover | E
866-12CHSC | Enclosures and Cabinets | 51.3 | 15% | 59 | 0.375 | B-Line | 8x6x6 Hinge Screw Cvr Box-N12/13 | E
866-12CHC | Enclosures and Cabinets | 45.9 | 15% | 52.79 | 0.375 | B-Line | 8x6x6 Hinge Cover Box-N12/13 | E
866 SC NK | Enclosures and Cabinets | 14.9 | 15% | 17.14 | 0.25 | B-Line | 8x6x6 Gray Screw Cover PB no/KO | E
866 SC | Enclosures and Cabinets | 14.9 | 15% | 17.14 | 0.25 | B-Line | 8x6x6 Gray Screw Cover PB w/KO | E
866 RTSC NK | Enclosures and Cabinets | 21.93 | 15% | 25.22 | 0.25 | B-Line | 8x6x6 Screw Cover PB no/KO-N3R | E
866 RTSC | Enclosures and Cabinets | 21.93 | 15% | 25.22 | 0.25 | B-Line | 8x6x6 Screw Cover PB w/KO-N3R | E
864RHC | Enclosures and Cabinets | 43.86 | 15% | 50.44 | 0.25 | B-Line | 8x6x4 Small Enclosure-N3R | E
864-4XSCHC | Enclosures and Cabinets | 171.99 | 15% | 197.79 | 0.25 | B-Line | 8x6x4 Hinge Cover Box-N4X St Stl | E
864-4XACHC | Enclosures and Cabinets | 110.7 | 15% | 127.31 | 0.25 | B-Line | 8x6x4 Hinge Cover Box-N4X Alum | E
864-12CHSC | Enclosures and Cabinets | 46.17 | 15% | 53.1 | 0.25 | B-Line | 8x6x4 Hinge Screw Cvr Box-N12/13 | E
864-1 | Enclosures and Cabinets | 42.16 | 15% | 48.48 | 0.25 | B-Line | 8x6x4 Small Enclosure-N1 | E
864 WPSC | Enclosures and Cabinets | 37.53 | 15% | 43.16 | 0.25 | B-Line | 8x6x4 Screw Cover Enclosure-N3 | E
864 SC NK | Enclosures and Cabinets | 11.42 | 15% | 13.13 | 0.1875 | B-Line | 8x6x4 Gray Screw Cover PB no/KO | E
864 SC | Enclosures and Cabinets | 11.42 | 15% | 13.13 | 0.1875 | B-Line | 8x6x4 Gray Screw Cover PB w/KO | E
864 RTSC NK | Enclosures and Cabinets | 19.05 | 15% | 21.91 | 0.1875 | B-Line | 8x6x4 Screw Cover PB no/KO-N3R | E
864 RTSC | Enclosures and Cabinets | 19.05 | 15% | 21.91 | 0.1875 | B-Line | 8x6x4 Screw Cover PB w/KO-N3R | E
8635-12CHQRC | Enclosures and Cabinets | 43.2 | 15% | 49.68 | 0.25 | B-Line | 8x6x3.5 Quick Release Cvr Box-N12 | E
8635-12CHC | Enclosures and Cabinets | 38.88 | 15% | 44.71 | 0.25 | B-Line | 8x6x3.5 Hinge Cover Box-N12/13 | E
812 TCS | Enclosures and Cabinets | 30.51 | 15% | 35.09 | 0.25 | B-Line | 12x8 Phone Cabinet Surface Cover | E
812 TCF | Enclosures and Cabinets | 30.51 | 15% | 35.09 | 0.25 | B-Line | 12x8 Phone Cabinet Flush Cover | E
723612-12 | Enclosures and Cabinets | 724.68 | 15% | 833.38 | 3.75 | B-Line | 72x36x12 Enclosure-N12/13 | E
723024-12 | Enclosures and Cabinets | 860.22 | 15% | 989.25 | 5.5 | B-Line | 72x30x24 Enclosure-N12/13 | E
723020-12 | Enclosures and Cabinets | 821.07 | 15% | 944.23 | 5 | B-Line | 72x30x20 Enclosure-N12/13 | E
723016-12 | Enclosures and Cabinets | 782.73 | 15% | 900.14 | 3.5 | B-Line | 72x30x16 Enclosure-N12/13 | E
723012-12 | Enclosures and Cabinets | 551.51 | 15% | 634.24 | 3.25 | Circle AW | 72x30x12 Enclosure-N12/13 | E
666 WPSC | Enclosures and Cabinets | 50.22 | 15% | 57.75 | 0.25 | B-Line | 6x6x6 Screw Cover Enclosure-N3 | E
666 SC NK | Enclosures and Cabinets | 11.46 | 15% | 13.18 | 0.25 | B-Line | 6x6x6 Gray Screw Cover PB no/KO | E
666 SC | Enclosures and Cabinets | 11.46 | 15% | 13.18 | 0.25 | B-Line | 6x6x6 Gray Screw Cover PB w/KO | E
666 RTSC NK | Enclosures and Cabinets | 17.56 | 15% | 20.19 | 0.25 | B-Line | 6x6x6 Screw Cover PB no/KO-N3R | E
666 RTSC | Enclosures and Cabinets | 17.55 | 15% | 20.18 | 0.25 | B-Line | 6x6x6 Screw Cover PB w/KO-N3R | E
666 HC | Enclosures and Cabinets | 14.99 | 15% | 17.24 | 0.25 | B-Line | 6x6x6 Hinge Cover Box-N1 | E
664RHC | Enclosures and Cabinets | 39.44 | 15% | 45.36 | 0.25 | B-Line | 6x6x4 Small Enclosure-N3R | E
664-4XSCHC | Enclosures and Cabinets | 150.66 | 15% | 173.26 | 0.25 | B-Line | 6x6x4 Hinge Cover Box-N4X St Stl | E
664-4XACHC | Enclosures and Cabinets | 111.24 | 15% | 127.93 | 0.25 | B-Line | 6x6x4 Hinge Cover Box-N4X Alum | E
664-12CHSC | Enclosures and Cabinets | 39.69 | 15% | 45.64 | 0.25 | B-Line | 6x6x4 Hinge Screw Cvr Box-N12/13 | E
664-12CHQRC | Enclosures and Cabinets | 40.77 | 15% | 46.89 | 0.25 | B-Line | 6x6x4 Quick Release Cvr Box-N12 | E
664-12CHC | Enclosures and Cabinets | 36.45 | 15% | 41.92 | 0.25 | B-Line | 6x6x4 Hinge Cover Box-N12/13 | E
664-1 | Enclosures and Cabinets | 38.76 | 15% | 44.57 | 0.25 | B-Line | 6x6x4 Small Enclosure-N1 | E
664 WPSC | Enclosures and Cabinets | 34.56 | 15% | 39.74 | 0.1875 | B-Line | 6x6x4 Screw Cover Enclosure-N3 | E
664 SC NK | Enclosures and Cabinets | 9.51 | 15% | 10.94 | 0.1875 | B-Line | 6x6x4 Gray Screw Cover PB no/KO | E
664 SC | Enclosures and Cabinets | 9.66 | 15% | 11.11 | 0.1875 | B-Line | 6x6x4 Gray Screw Cover PB w/KO | E
664 RTSC NK | Enclosures and Cabinets | 16.6 | 15% | 19.09 | 0.1875 | B-Line | 6x6x4 Screw Cover PB no/KO-N3R | E
664 RTSC | Enclosures and Cabinets | 16.6 | 15% | 19.09 | 0.1875 | B-Line | 6x6x4 Screw Cover PB w/KO-N3R | E
664 RTHC NK | Enclosures and Cabinets | 46.44 | 15% | 53.41 | 0.1875 | B-Line | 6x6x4 Hinge Cover Box no/KO-N3R | E
664 RTHC | Enclosures and Cabinets | 46.44 | 15% | 53.41 | 0.1875 | B-Line | 6x6x4 Hinge Cover Box w/KO-N3R | E
664 HC | Enclosures and Cabinets | 12.78 | 15% | 14.7 | 0.1875 | B-Line | 6x6x4 Hinge Cover Box-N1 | E
663 SC NK | Enclosures and Cabinets | 10.3 | 15% | 11.85 | 0.1875 | B-Line | 6x6x3 Gray Screw Cover PB no/KO | E
663 SC | Enclosures and Cabinets | 10.3 | 15% | 11.85 | 0.1875 | B-Line | 6x6x3 Gray Screw Cover PB w/KO | E
644-4XSCHC | Enclosures and Cabinets | 137.97 | 15% | 158.67 | 0.1875 | B-Line | 6x4x4 Hinge Cover Box-N4X St Stl | E
644-4XACHC | Enclosures and Cabinets | 74.52 | 15% | 85.7 | 0.1875 | B-Line | 6x4x4 Hinge Cover Box-N4X Alum | E
644-12CHC | Enclosures and Cabinets | 34.02 | 15% | 39.12 | 0.1875 | B-Line | 6x4x4 Hinge Cover Box-N12/13 | E
644 WPSC | Enclosures and Cabinets | 32.13 | 15% | 36.95 | 0.1875 | B-Line | 6x4x4 Screw Cover Enclosure-N3 | E
644 SC NK | Enclosures and Cabinets | 8.73 | 15% | 10.04 | 0.1875 | B-Line | 6x4x4 Gray Screw Cover PB no/KO | E
644 SC | Enclosures and Cabinets | 8.73 | 15% | 10.04 | 0.1875 | B-Line | 6x4x4 Gray Screw Cover PB w/KO | E
644 RTSC NK | Enclosures and Cabinets | 14.93 | 15% | 17.17 | 0.1875 | B-Line | 6x4x4 Screw Cover PB no/KO-N3R | E
644 RTSC | Enclosures and Cabinets | 14.93 | 15% | 17.17 | 0.1875 | B-Line | 6x4x4 Screw Cover PB w/KO-N3R | E
643-12CHQRC | Enclosures and Cabinets | 34.83 | 15% | 40.05 | 0.1875 | B-Line | 6x4x3 Quick Release Cvr Box-N12 | E
643-12CHC | Enclosures and Cabinets | 32.13 | 15% | 36.95 | 0.1875 | B-Line | 6x4x3 Hinge Cover Box-N12/13 | E
60368-4 | Enclosures and Cabinets | 758.97 | 15% | 872.82 | 3 | B-Line | 60x36x8 Enclosure-N4 | E
60368-12TE | Enclosures and Cabinets | 959.31 | 15% | 1103.21 | 3 | B-Line | 60x36x8 Terminal Enclosure-N12 | E
60368-12 | Enclosures and Cabinets | 592.38 | 15% | 681.24 | 3 | B-Line | 60x36x8 Enclosure-N12/13 | E
603620-12 | Enclosures and Cabinets | 776.79 | 15% | 893.31 | 4.25 | B-Line | 60x36x20 Enclosure-N12/13 | E
603616-4 | Enclosures and Cabinets | 891.27 | 15% | 1024.96 | 3.5 | B-Line | 60x36x16 Enclosure-N4 | E
603616-12 | Enclosures and Cabinets | 715.5 | 15% | 822.83 | 3 | B-Line | 60x36x16 Enclosure-N12/13 | E
603612-4XS | Enclosures and Cabinets | 2249.91 | 15% | 2587.4 | 3 | B-Line | 60x36x12 Enclosure-N4X St Steel | E
603612-4XA | Enclosures and Cabinets | 1518.21 | 15% | 1745.94 | 3 | B-Line | 60x36x12 Enclosure-N4X Aluminum | E
603612-12 | Enclosures and Cabinets | 634.5 | 15% | 729.68 | 3 | B-Line | 60x36x12 Enclosure-N12/13 | E
603610-4 | Enclosures and Cabinets | 798.93 | 15% | 918.77 | 3 | B-Line | 60x36x10 Enclosure-N4 | E
603610-12 | Enclosures and Cabinets | 604.8 | 15% | 695.52 | 3 | B-Line | 60x36x10 Enclosure-N12/13 | E
48486 TCS | Enclosures and Cabinets | 845.1 | 15% | 971.87 | 1.75 | B-Line | 48x48x6 Surface Phone Cabinet-N1 | E
48486 TCF | Enclosures and Cabinets | 845.1 | 15% | 971.87 | 1.75 | B-Line | 48x48x6 Flush Phone Cabinet-N1 | E
48486 SC NK | Enclosures and Cabinets | 545.83 | 15% | 627.7 | 2 | B-Line | 48x48x6 Gray Screw Cover PB no/KO | E
48486 PBRTC | Enclosures and Cabinets | 724.86 | 15% | 833.59 | 1.75 | Circle AW | 48x48x6 Phone Cabinet-N3R | E
48484 TCS | Enclosures and Cabinets | 761.4 | 15% | 875.61 | 1.5 | B-Line | 48x48x4 Surface Phone Cabinet-N1 | E
48484 TCF | Enclosures and Cabinets | 761.4 | 15% | 875.61 | 1.5 | B-Line | 48x48x4 Flush Phone Cabinet-N1 | E
48484 SC NK | Enclosures and Cabinets | 345.29 | 15% | 397.08 | 1.5 | Circle AW | 48x48x4 Gray Screw Cover PB no/KO | E
484811 RTCT | Enclosures and Cabinets | 846.8 | 15% | 973.82 | 3.5 | B-Line | 48x48x11 Screw Cover CT Cabinet-N3R | E
4848 TCS | Enclosures and Cabinets | 380.97 | 15% | 438.12 | 0.75 | B-Line | 48x48 Phone Cabinet Surface Cover | E
4848 TCF | Enclosures and Cabinets | 380.97 | 15% | 438.12 | 0.75 | B-Line | 48x48 Phone Cabinet Flush Cover | E
48368-4XS | Enclosures and Cabinets | 1706.13 | 15% | 1962.05 | 2 | B-Line | 48x36x8 Enclosure-N4X St Steel | E
48368-4XA | Enclosures and Cabinets | 1167.48 | 15% | 1342.6 | 2 | B-Line | 48x36x8 Enclosure-N4X Aluminum | E
48368-4 | Enclosures and Cabinets | 649.89 | 15% | 747.37 | 2 | B-Line | 48x36x8 Enclosure-N4 | E
48368-12TE | Enclosures and Cabinets | 804.87 | 15% | 925.6 | 2.25 | B-Line | 48x36x8 Terminal Enclosure-N12 | E
48368-12 | Enclosures and Cabinets | 493.02 | 15% | 566.97 | 2.25 | B-Line | 48x36x8 Enclosure-N12/13 | E
48366 TCS | Enclosures and Cabinets | 646.11 | 15% | 743.03 | 1.5 | B-Line | 48x36x6 Surface Phone Cabinet-N1 | E
48366 TCF | Enclosures and Cabinets | 646.11 | 15% | 743.03 | 1.5 | B-Line | 48x36x6 Flush Phone Cabinet-N1 | E
48366 SC NK | Enclosures and Cabinets | 282.51 | 15% | 324.89 | 1.75 | Circle AW | 48x36x6 Gray Screw Cover PB no/KO | E
48364 TCS | Enclosures and Cabinets | 569.43 | 15% | 654.84 | 1.25 | B-Line | 48x36x4 Surface Phone Cabinet-N1 | E
48364 TCF | Enclosures and Cabinets | 569.43 | 15% | 654.84 | 1.25 | B-Line | 48x36x4 Flush Phone Cabinet-N1 | E
48364 SC NK | Enclosures and Cabinets | 249.4 | 15% | 286.81 | 1.25 | Circle AW | 48x36x4 Gray Screw Cover PB no/KO | E
483620-12 | Enclosures and Cabinets | 669.33 | 15% | 769.73 | 3.25 | B-Line | 48x36x20 Enclosure-N12/13 | E
483616-4XS | Enclosures and Cabinets | 2106.27 | 15% | 2422.21 | 3 | B-Line | 48x36x16 Enclosure-N4X St Steel | E
483616-4XA | Enclosures and Cabinets | 1473.12 | 15% | 1694.09 | 3 | B-Line | 48x36x16 Enclosure-N4X Aluminum | E
483616-4 | Enclosures and Cabinets | 766.53 | 15% | 881.51 | 3 | B-Line | 48x36x16 Enclosure-N4 | E
483616-12 | Enclosures and Cabinets | 597.78 | 15% | 687.45 | 2.75 | B-Line | 48x36x16 Enclosure-N12/13 | E
483612-4XS | Enclosures and Cabinets | 1906.47 | 15% | 2192.44 | 2.75 | B-Line | 48x36x12 Enclosure-N4X St Steel | E
483612-4XA | Enclosures and Cabinets | 1227.69 | 15% | 1411.84 | 2.75 | B-Line | 48x36x12 Enclosure-N4X Aluminum | E
483612-4 | Enclosures and Cabinets | 699.3 | 15% | 804.2 | 2.75 | B-Line | 48x36x12 Enclosure-N4 | E
483612-12 | Enclosures and Cabinets | 545.4 | 15% | 627.21 | 2.75 | B-Line | 48x36x12 Enclosure-N12/13 | E
483610-4 | Enclosures and Cabinets | 684.99 | 15% | 787.74 | 2.75 | B-Line | 48x36x10 Enclosure-N4 | E
483610-12 | Enclosures and Cabinets | 518.4 | 15% | 596.16 | 2.75 | B-Line | 48x36x10 Enclosure-N12/13 | E
4836 TCS | Enclosures and Cabinets | 284.85 | 15% | 327.58 | 0.5 | B-Line | 48x36 Phone Cabinet Surface Cover | E
4836 TCF | Enclosures and Cabinets | 284.85 | 15% | 327.58 | 0.5 | B-Line | 48x36 Phone Cabinet Flush Cover | E
48308-12 | Enclosures and Cabinets | 452.79 | 15% | 520.71 | 2 | B-Line | 48x30x8 Enclosure-N12/13 | E
483010-4 | Enclosures and Cabinets | 613.71 | 15% | 705.77 | 2.25 | B-Line | 48x30x10 Enclosure-N4 | E
483010-12 | Enclosures and Cabinets | 478.17 | 15% | 549.9 | 2.25 | B-Line | 48x30x10 Enclosure-N12/13 | E
48248-12 | Enclosures and Cabinets | 399.33 | 15% | 459.23 | 1.75 | B-Line | 48x24x8 Enclosure-N12/13 | E
48246 TCS | Enclosures and Cabinets | 361.53 | 15% | 415.76 | 1.25 | B-Line | 48x24x6 Surface Phone Cabinet-N1 | E
48246 TCF | Enclosures and Cabinets | 361.53 | 15% | 415.76 | 1.25 | B-Line | 48x24x6 Flush Phone Cabinet-N1 | E
48244 TCS | Enclosures and Cabinets | 318.33 | 15% | 366.08 | 1 | B-Line | 48x24x4 Surface Phone Cabinet-N1 | E
48244 TCF | Enclosures and Cabinets | 318.33 | 15% | 366.08 | 1 | B-Line | 48x24x4 Flush Phone Cabinet-N1 | E
4824 TCS | Enclosures and Cabinets | 162.27 | 15% | 186.61 | 0.5 | B-Line | 48x24 Phone Cabinet Surface Cover | E
4824 TCF | Enclosures and Cabinets | 162.27 | 15% | 186.61 | 0.5 | B-Line | 48x24 Phone Cabinet Flush Cover | E
444-12CHC | Enclosures and Cabinets | 29.43 | 15% | 33.84 | 0.1875 | B-Line | 4x4x4 Hinge Cover Box-N12/13 | E
444 WPSC | Enclosures and Cabinets | 31.05 | 15% | 35.71 | 0.1875 | B-Line | 4x4x4 Screw Cover Enclosure-N3 | E
444 SC NK | Enclosures and Cabinets | 6.81 | 15% | 7.83 | 0.1875 | B-Line | 4x4x4 Gray Screw Cover PB no/KO | E
444 SC | Enclosures and Cabinets | 6.81 | 15% | 7.83 | 0.1875 | B-Line | 4x4x4 Gray Screw Cover PB w/KO | E
444 RTSC NK | Enclosures and Cabinets | 13.23 | 15% | 15.21 | 0.1875 | B-Line | 4x4x4 Screw Cover PB no/KO-N3R | E
444 RTSC | Enclosures and Cabinets | 13.23 | 15% | 15.21 | 0.1875 | B-Line | 4x4x4 Screw Cover PB w/KO-N3R | E
443-12CHC | Enclosures and Cabinets | 28.08 | 15% | 32.29 | 0.1875 | B-Line | 4x4x3 Hinge Cover Box-N12/13 | E
42486 PBRTC | Enclosures and Cabinets | 592.82 | 15% | 681.74 | 1.5 | Circle AW | 48x42x6 Phone Cabinet-N3R | E
424211 RTCT | Enclosures and Cabinets | 757.19 | 15% | 870.77 | 3.25 | B-Line | 42x42x11 Screw Cover CT Cabinet-N3R | E
42368-4XS | Enclosures and Cabinets | 1548.18 | 15% | 1780.41 | 1.75 | B-Line | 42x36x8 Enclosure-N4X St Steel | E
42368-4XA | Enclosures and Cabinets | 1031.67 | 15% | 1186.42 | 1.75 | B-Line | 42x36x8 Enclosure-N4X Aluminum | E
42368-4 | Enclosures and Cabinets | 595.89 | 15% | 685.27 | 1.75 | B-Line | 42x36x8 Enclosure-N4 | E
42368-12 | Enclosures and Cabinets | 464.4 | 15% | 534.06 | 2 | B-Line | 42x36x8 Enclosure-N12/13 | E
423616-12 | Enclosures and Cabinets | 565.11 | 15% | 649.88 | 2.25 | B-Line | 42x36x16 Enclosure-N12/13 | E
423612-12 | Enclosures and Cabinets | 499.77 | 15% | 574.74 | 2.25 | B-Line | 42x36x12 Enclosure-N12/13 | E
423610-12 | Enclosures and Cabinets | 489.51 | 15% | 562.94 | 2.25 | B-Line | 42x36x10 Enclosure-N12/13 | E
42308-4 | Enclosures and Cabinets | 533.52 | 15% | 613.55 | 1.75 | B-Line | 42x30x8 Enclosure-N4 | E
42308-12TE | Enclosures and Cabinets | 659.61 | 15% | 758.55 | 1.75 | B-Line | 42x30x8 Terminal Enclosure-N12 | E
42308-12 | Enclosures and Cabinets | 416.61 | 15% | 479.1 | 1.75 | B-Line | 42x30x8 Enclosure-N12/13 | E
423012RHC | Enclosures and Cabinets | 462.51 | 15% | 531.89 | 2 | B-Line | 42x30x12 Large Enclosure-N3R | E
423012-12 | Enclosures and Cabinets | 462.51 | 15% | 531.89 | 2 | B-Line | 42x30x12 Enclosure-N12/13 | E
423010-4XS | Enclosures and Cabinets | 1455.57 | 15% | 1673.91 | 2 | B-Line | 42x30x10 Enclosure-N4X St Steel | E
423010-4XA | Enclosures and Cabinets | 1107 | 15% | 1273.05 | 2 | B-Line | 42x30x10 Enclosure-N4X Aluminum | E
423010-4 | Enclosures and Cabinets | 348.16 | 15% | 400.38 | 2 | Circle AW | 42x30x10 Enclosure-N4 | E
423010-12 | Enclosures and Cabinets | 439.29 | 15% | 505.18 | 1.75 | B-Line | 42x30x10 Enclosure-N12/13 | E
42248-12 | Enclosures and Cabinets | 368.82 | 15% | 424.14 | 1.5 | B-Line | 42x24x8 Enclosure-N12/13 | E
42248-1 | Enclosures and Cabinets | 372.06 | 15% | 427.87 | 1.5 | B-Line | 42x24x8 Large Enclosure-N1 | E
366012RHC | Enclosures and Cabinets | 661.23 | 15% | 760.41 | 3 | B-Line | 60x36x12 Large Enclosure-N3R | E
364814 RTCT | Enclosures and Cabinets | 1075.32 | 15% | 1236.62 | 3.5 | B-Line | 48x36x14 Screw Cover CT Cabinet-N3R | E
364812RHC | Enclosures and Cabinets | 525.42 | 15% | 604.23 | 2.75 | B-Line | 48x36x12 Large Enclosure-N3R | E
364811 RTCT | Enclosures and Cabinets | 632.49 | 15% | 727.36 | 3 | B-Line | 48x36x11 Screw Cover CT Cabinet-N3R | E
364811 HRTCT | Enclosures and Cabinets | 941.63 | 15% | 1082.87 | 3.25 | B-Line | 48x36x11 Hinge Cover CT Cabinet-N3R | E
36426 PBRTC | Enclosures and Cabinets | 515.49 | 15% | 592.81 | 1.25 | Circle AW | 42x36x6 Phone Cabinet-N3R | E
364212RHC | Enclosures and Cabinets | 495.99 | 15% | 570.39 | 2.25 | B-Line | 42x36x12 Large Enclosure-N3R | E
364211 RTCT | Enclosures and Cabinets | 602.04 | 15% | 692.35 | 2.75 | B-Line | 42x36x11 Screw Cover CT Cabinet-N3R | E
36368-12 | Enclosures and Cabinets | 410.4 | 15% | 471.96 | 1.75 | B-Line | 36x36x8 Enclosure-N12/13 | E
36368 RTSC | Enclosures and Cabinets | 203.45 | 15% | 233.97 | 1.75 | Circle AW | 36x36x8 Screw Cover PB w/KO-N3R | E
36366-12 | Enclosures and Cabinets | 354.5 | 15% | 407.68 | 1.5 | Circle AW | 36x36x6 Enclosure-N12/13 | E
36366 TCS | Enclosures and Cabinets | 388.8 | 15% | 447.12 | 1.25 | B-Line | 36x36x6 Surface Phone Cabinet-N1 | E
36366 TCF | Enclosures and Cabinets | 388.8 | 15% | 447.12 | 1.25 | B-Line | 36x36x6 Flush Phone Cabinet-N1 | E
36366 SC NK | Enclosures and Cabinets | 221.25 | 15% | 254.44 | 1.5 | B-Line | 36x36x6 Gray Screw Cover PB no/KO | E
36366 RTSC | Enclosures and Cabinets | 162.02 | 15% | 186.32 | 1.5 | Circle AW | 36x36x6 Screw Cover PB w/KO-N3R | E
36366 PBRTC | Enclosures and Cabinets | 689.58 | 15% | 793.02 | 1.25 | B-Line | 36x36x6 Phone Cabinet-N3R | E
36364 TCS | Enclosures and Cabinets | 355.32 | 15% | 408.62 | 1 | B-Line | 36x36x4 Surface Phone Cabinet-N1 | E
36364 TCF | Enclosures and Cabinets | 355.32 | 15% | 408.62 | 1 | B-Line | 36x36x4 Flush Phone Cabinet-N1 | E
36364 SC NK | Enclosures and Cabinets | 129.43 | 15% | 148.84 | 1 | Circle AW | 36x36x4 Gray Screw Cover PB no/KO | E
363612RHC | Enclosures and Cabinets | 440.37 | 15% | 506.43 | 2 | B-Line | 36x36x12 Large Enclosure-N3R | E
363612-12 | Enclosures and Cabinets | 455.22 | 15% | 523.5 | 2 | B-Line | 36x36x12 Enclosure-N12/13 | E
363612 SC NK | Enclosures and Cabinets | 294.58 | 15% | 338.77 | 2 | B-Line | 36x36x12 Gray Screw Cover PB no/KO | E
363612 RTSC NK | Enclosures and Cabinets | 395.98 | 15% | 455.38 | 2 | B-Line | 36x36x12 Screw Cover PB no/KO-N3R | E
363611 RTCT | Enclosures and Cabinets | 424.27 | 15% | 487.91 | 2.25 | B-Line | 36x36x11 Screw Cover CT Cabinet-N3R | E
363611 HRTCT | Enclosures and Cabinets | 826.5 | 15% | 950.48 | 2.25 | B-Line | 36x36x11 Hinge Cover CT Cabinet-N3R | E
363610 RTSC NK | Enclosures and Cabinets | 355.98 | 15% | 409.38 | 2 | Circle AW | 36x36x10 Screw Cover PB no/KO-N3R | E
363610 RTSC | Enclosures and Cabinets | 237.26 | 15% | 272.85 | 1.5 | Circle AW | 36x36x10 Screw Cover PB w/KO-N3R | E
3636 TCS | Enclosures and Cabinets | 177.66 | 15% | 204.31 | 0.5 | B-Line | 36x36 Phone Cabinet Surface Cover | E
3636 TCF | Enclosures and Cabinets | 177.66 | 15% | 204.31 | 0.5 | B-Line | 36x36 Phone Cabinet Flush Cover | E
3630TCF | Enclosures and Cabinets | 155.52 | 15% | 178.85 | 0.375 | B-Line | 36x30 Phone Cabinet Flush Cover | E
36308-4XS | Enclosures and Cabinets | 1234.98 | 15% | 1420.23 | 1.5 | B-Line | 36x30x8 Enclosure-N4X St Steel | E
36308-4XA | Enclosures and Cabinets | 863.19 | 15% | 992.67 | 1.5 | B-Line | 36x30x8 Enclosure-N4X Aluminum | E
36308-4 | Enclosures and Cabinets | 473.31 | 15% | 544.31 | 1.5 | B-Line | 36x30x8 Enclosure-N4 | E
36308-12TE | Enclosures and Cabinets | 588.33 | 15% | 676.58 | 1.5 | B-Line | 36x30x8 Terminal Enclosure-N12 | E
36308-12 | Enclosures and Cabinets | 369.63 | 15% | 425.07 | 1.5 | B-Line | 36x30x8 Enclosure-N12/13 | E
36308-1 | Enclosures and Cabinets | 240.84 | 15% | 276.97 | 1.125 | B-Line | 36x30x8 Large Enclosure-N1 | E
36306-12 | Enclosures and Cabinets | 359.1 | 15% | 412.97 | 1.25 | B-Line | 36x30x6 Enclosure-N12/13 | E
36306-1 | Enclosures and Cabinets | 224.1 | 15% | 257.72 | 1.25 | B-Line | 36x30x6 Large Enclosure-N1 | E
36306 TCS | Enclosures and Cabinets | 336.42 | 15% | 386.88 | 1 | B-Line | 36x30x6 Surface Phone Cabinet-N1 | E
36306 TCF | Enclosures and Cabinets | 336.42 | 15% | 386.88 | 1 | B-Line | 36x30x6 Flush Phone Cabinet-N1 | E
36306 SC NK | Enclosures and Cabinets | 177.15 | 15% | 203.72 | 1.5 | B-Line | 36x30x6 Gray Screw Cover PB no/KO | E
36306 PBRTC | Enclosures and Cabinets | 574.29 | 15% | 660.43 | 1.25 | B-Line | 36x30x6 Phone Cabinet-N3R | E
36304 TCS | Enclosures and Cabinets | 310.77 | 15% | 357.39 | 1 | B-Line | 36x30x4 Surface Phone Cabinet-N1 | E
36304 TCF | Enclosures and Cabinets | 310.77 | 15% | 357.39 | 1 | B-Line | 36x30x4 Flush Phone Cabinet-N1 | E
36304 SC NK | Enclosures and Cabinets | 135.88 | 15% | 156.26 | 1 | Circle AW | 36x30x4 Gray Screw Cover PB no/KO | E
363020-12 | Enclosures and Cabinets | 506.79 | 15% | 582.81 | 2.5 | B-Line | 36x30x20 Enclosure-N12/13 | E
363016-4XS | Enclosures and Cabinets | 1548.18 | 15% | 1780.41 | 2.5 | B-Line | 36x30x16 Enclosure-N4X St Steel | E
363016-4XA | Enclosures and Cabinets | 1074.6 | 15% | 1235.79 | 2.5 | B-Line | 36x30x16 Enclosure-N4X Aluminum | E
363016-4 | Enclosures and Cabinets | 580.23 | 15% | 667.26 | 2 | B-Line | 36x30x16 Enclosure-N4 | E
363016-12 | Enclosures and Cabinets | 465.21 | 15% | 534.99 | 2 | B-Line | 36x30x16 Enclosure-N12/13 | E
363012RHC | Enclosures and Cabinets | 386.1 | 15% | 444.02 | 1.75 | B-Line | 36x30x12 Large Enclosure-N3R | E
363012-4XS | Enclosures and Cabinets | 1392.12 | 15% | 1600.94 | 1.75 | B-Line | 36x30x12 Enclosure-N4X St Steel | E
363012-4XA | Enclosures and Cabinets | 964.71 | 15% | 1109.42 | 1.75 | B-Line | 36x30x12 Enclosure-N4X Aluminum | E
363012-4 | Enclosures and Cabinets | 525.69 | 15% | 604.54 | 1.75 | B-Line | 36x30x12 Enclosure-N4 | E
363012-12 | Enclosures and Cabinets | 410.4 | 15% | 471.96 | 1.75 | B-Line | 36x30x12 Enclosure-N12/13 | E
363012 FC | Enclosures and Cabinets | 442.8 | 15% | 509.22 | 1.5 | B-Line | 36x30x12 Spare Fuse Cabinet | E
363010-4XS | Enclosures and Cabinets | 1312.2 | 15% | 1509.03 | 1.75 | B-Line | 36x30x10 Enclosure-N4X St Steel | E
363010-4XA | Enclosures and Cabinets | 895.59 | 15% | 1029.93 | 1.75 | B-Line | 36x30x10 Enclosure-N4X Aluminum | E
363010-4 | Enclosures and Cabinets | 499.77 | 15% | 574.74 | 1.75 | B-Line | 36x30x10 Enclosure-N4 | E
363010-12 | Enclosures and Cabinets | 389.88 | 15% | 448.36 | 1.5 | B-Line | 36x30x10 Enclosure-N12/13 | E
363010 RTHC NK | Enclosures and Cabinets | 497.61 | 15% | 572.25 | 1.75 | B-Line | 36x30x10 Hinge Cover Box no/KO-N3R | E
3630 TCS | Enclosures and Cabinets | 155.52 | 15% | 178.85 | 0.375 | B-Line | 36x30 Phone Cabinet Surface Cover | E
36248-4XS | Enclosures and Cabinets | 1077.57 | 15% | 1239.21 | 1.5 | B-Line | 36x24x8 Enclosure-N4X St Steel | E
36248-4XA | Enclosures and Cabinets | 761.4 | 15% | 875.61 | 1.5 | B-Line | 36x24x8 Enclosure-N4X Aluminum | E
36248-4 | Enclosures and Cabinets | 418.23 | 15% | 480.96 | 1.5 | B-Line | 36x24x8 Enclosure-N4 | E
36248-12 | Enclosures and Cabinets | 328.86 | 15% | 378.19 | 1.5 | B-Line | 36x24x8 Enclosure-N12/13 | E
36248-1 | Enclosures and Cabinets | 216.81 | 15% | 249.33 | 1.125 | B-Line | 36x24x8 Large Enclosure-N1 | E
36248 SC NK | Enclosures and Cabinets | 156.74 | 15% | 180.25 | 1.5 | B-Line | 36x24x8 Gray Screw Cover PB no/KO | E
36248 SC | Enclosures and Cabinets | 156.74 | 15% | 180.25 | 0.875 | B-Line | 36x24x8 Gray Screw Cover PB w/KO | E
36246-4 | Enclosures and Cabinets | 409.32 | 15% | 470.72 | 1 | B-Line | 36x24x6 Enclosure-N4 | E
36246-12TE | Enclosures and Cabinets | 499.5 | 15% | 574.43 | 1.25 | B-Line | 36x24x6 Terminal Enclosure-N12 | E
36246-12 | Enclosures and Cabinets | 319.14 | 15% | 367.01 | 1 | B-Line | 36x24x6 Enclosure-N12/13 | E
36246-1 | Enclosures and Cabinets | 197.37 | 15% | 226.98 | 1 | B-Line | 36x24x6 Large Enclosure-N1 | E
36246 TCS | Enclosures and Cabinets | 269.19 | 15% | 309.57 | 1.25 | B-Line | 36x24x6 Surface Phone Cabinet-N1 | E
36246 TCF | Enclosures and Cabinets | 269.19 | 15% | 309.57 | 1.25 | B-Line | 36x24x6 Flush Phone Cabinet-N1 | E
36246 SC NK | Enclosures and Cabinets | 143.13 | 15% | 164.6 | 1.25 | B-Line | 36x24x6 Gray Screw Cover PB no/KO | E
36246 SC | Enclosures and Cabinets | 143.13 | 15% | 164.6 | 1.25 | B-Line | 36x24x6 Gray Screw Cover PB w/KO | E
36246 RTC | Enclosures and Cabinets | 396.09 | 15% | 455.5 | 1.25 | B-Line | 36x24x6 Phone Cabinet-N3R | E
36246 PBRTC | Enclosures and Cabinets | 459.27 | 15% | 528.16 | 1.25 | B-Line | 36x24x6 Phone Cabinet-N3R | E
36244 TCS | Enclosures and Cabinets | 246.24 | 15% | 283.18 | 0.75 | B-Line | 36x24x4 Surface Phone Cabinet-N1 | E
36244 TCF | Enclosures and Cabinets | 246.24 | 15% | 283.18 | 0.75 | B-Line | 36x24x4 Flush Phone Cabinet-N1 | E
36244 SC NK | Enclosures and Cabinets | 80.41 | 15% | 92.47 | 0.75 | Circle AW | 36x24x4 Gray Screw Cover PB no/KO | E
36244 SC | Enclosures and Cabinets | 30.85 | 15% | 35.48 | 0.75 | Circle AW | 36x24x4 Gray Screw Cover PB w/KO | E
362416-4XS | Enclosures and Cabinets | 888.03 | 15% | 1021.23 | 2 | B-Line | 36x24x16 Enclosure-N4X St Steel | E
362416-4XA | Enclosures and Cabinets | 942.57 | 15% | 1083.96 | 2 | B-Line | 36x24x16 Enclosure-N4X Aluminum | E
362412RHC | Enclosures and Cabinets | 362.61 | 15% | 417 | 1.5 | B-Line | 36x24x12 Large Enclosure-N3R | E
362412-12 | Enclosures and Cabinets | 365.85 | 15% | 420.73 | 1.5 | B-Line | 36x24x12 Enclosure-N12/13 | E
362412 SC NK | Enclosures and Cabinets | 232.84 | 15% | 267.77 | 1.75 | B-Line | 36x24x12 Gray Screw Cover PB no/KO | E
362412 SC | Enclosures and Cabinets | 232.84 | 15% | 267.77 | 1.25 | B-Line | 36x24x12 Gray Screw Cover PB w/KO | E
362412 RTSC NK | Enclosures and Cabinets | 262.08 | 15% | 301.39 | 1.75 | B-Line | 36x24x12 Screw Cover PB no/KO-N3R | E
362412 RTSC | Enclosures and Cabinets | 262.08 | 15% | 301.39 | 1.75 | B-Line | 36x24x12 Screw Cover PB w/KO-N3R | E
362412 FC | Enclosures and Cabinets | 342.09 | 15% | 393.4 | 1.5 | B-Line | 36x24x12 Spare Fuse Cabinet | E
362410-4XS | Enclosures and Cabinets | 1148.58 | 15% | 1320.87 | 1.5 | B-Line | 36x24x10 Enclosure-N4X St Steel | E
362410-4XA | Enclosures and Cabinets | 785.97 | 15% | 903.87 | 1.5 | B-Line | 36x24x10 Enclosure-N4X Aluminum | E
362410-12 | Enclosures and Cabinets | 347.22 | 15% | 399.3 | 1.25 | B-Line | 36x24x10 Enclosure-N12/13 | E
362410 SC NK | Enclosures and Cabinets | 216.72 | 15% | 249.23 | 1.5 | B-Line | 36x24x10 Gray Screw Cover PB no/KO | E
362410 SC | Enclosures and Cabinets | 216.72 | 15% | 249.23 | 1.25 | B-Line | 36x24x10 Gray Screw Cover PB w/KO | E
362410 RTHC NK | Enclosures and Cabinets | 292.95 | 15% | 336.89 | 1.5 | B-Line | 36x24x10 Hinge Cover Box no/KO-N3R | E
362410 RTHC | Enclosures and Cabinets | 292.95 | 15% | 336.89 | 1.5 | B-Line | 36x24x10 Hinge Cover Box w/KO-N3R | E
3624 TCS | Enclosures and Cabinets | 123.12 | 15% | 141.59 | 0.375 | B-Line | 36x24 Phone Cabinet Surface Cover | E
3624 TCF | Enclosures and Cabinets | 123.12 | 15% | 141.59 | 0.375 | B-Line | 36x24 Phone Cabinet Flush Cover | E
30486 | Enclosures and Cabinets | 247.26 | 15% | 284.35 | 2.25 | Square D | 30x48x6 Phone Cabinet w/Cover | E
304811 HRTCT | Enclosures and Cabinets | 901.03 | 15% | 1036.18 | 3 | B-Line | 48x30x11 Hinge Cover CT Cabinet-N3R | E
30368-12 | Enclosures and Cabinets | 380.16 | 15% | 437.18 | 1.5 | B-Line | 30x36x8 Enclosure-N12/13 | E
30366 | Enclosures and Cabinets | 193.18 | 15% | 222.16 | 2 | Square D | 30x36x6 Phone Cabinet w/Cover | E
303614 RTCT | Enclosures and Cabinets | 475.89 | 15% | 547.27 | 2.75 | B-Line | 36x30x14 Screw Cover CT Cabinet-N3R | E
303612 RTSC NK | Enclosures and Cabinets | 312.78 | 15% | 359.7 | 1.75 | B-Line | 36x30x12 Screw Cover PB no/KO-N3R | E
303611 RTCT | Enclosures and Cabinets | 458.49 | 15% | 527.26 | 2 | B-Line | 36x30x11 Screw Cover CT Cabinet-N3R | E
303611 HRTCT | Enclosures and Cabinets | 673.09 | 15% | 774.05 | 2 | B-Line | 36x30x11 Hinge Cover CT Cabinet-N3R | E
30308-4XS | Enclosures and Cabinets | 1098.09 | 15% | 1262.8 | 1 | B-Line | 30x30x8 Enclosure-N4X St Steel | E
30308-4XA | Enclosures and Cabinets | 734.67 | 15% | 844.87 | 1 | B-Line | 30x30x8 Enclosure-N4X Aluminum | E
30308-4 | Enclosures and Cabinets | 429.03 | 15% | 493.38 | 1 | B-Line | 30x30x8 Enclosure-N4 | E
30308-12 | Enclosures and Cabinets | 334.53 | 15% | 384.71 | 1.5 | B-Line | 30x30x8 Enclosure-N12/13 | E
30308 SC NK | Enclosures and Cabinets | 190.76 | 15% | 219.37 | 1.5 | B-Line | 30x30x8 Gray Screw Cover PB no/KO | E
30306 TCS | Enclosures and Cabinets | 276.48 | 15% | 317.95 | 1 | B-Line | 30x30x6 Surface Phone Cabinet-N1 | E
30306 TCF | Enclosures and Cabinets | 277.29 | 15% | 318.88 | 1 | B-Line | 30x30x6 Flush Phone Cabinet-N1 | E
30306 SC NK | Enclosures and Cabinets | 143.13 | 15% | 164.6 | 1.25 | B-Line | 30x30x6 Gray Screw Cover PB no/KO | E
30306 | Enclosures and Cabinets | 181.48 | 15% | 208.7 | 1.75 | Square D | 30x30x6 Phone Cabinet w/Cover | E
30304 TCS | Enclosures and Cabinets | 253.8 | 15% | 291.87 | 0.75 | B-Line | 30x30x4 Surface Phone Cabinet-N1 | E
30304 TCF | Enclosures and Cabinets | 253.8 | 15% | 291.87 | 0.75 | B-Line | 30x30x4 Flush Phone Cabinet-N1 | E
30304 SC NK | Enclosures and Cabinets | 137.84 | 15% | 158.52 | 0.75 | B-Line | 30x30x4 Gray Screw Cover PB no/KO | E
303012RHC | Enclosures and Cabinets | 338.58 | 15% | 389.37 | 1.25 | B-Line | 30x30x12 Large Enclosure-N3R | E
303012-12 | Enclosures and Cabinets | 371.52 | 15% | 427.25 | 1.25 | B-Line | 30x30x12 Enclosure-N12/13 | E
303012 SC NK | Enclosures and Cabinets | 253 | 15% | 290.95 | 1.75 | B-Line | 30x30x12 Gray Screw Cover PB no/KO | E
303011 RTCT | Enclosures and Cabinets | 325.67 | 15% | 374.52 | 1.75 | B-Line | 30x30x11 Screw Cover CT Cabinet-N3R | E
303010 SC NK | Enclosures and Cabinets | 230.32 | 15% | 264.87 | 1.5 | B-Line | 30x30x10 Gray Screw Cover PB no/KO | E
303010 RTSC NK | Enclosures and Cabinets | 245.7 | 15% | 282.56 | 1.5 | B-Line | 30x30x10 Screw Cover PB no/KO-N3R | E
3030 TCS | Enclosures and Cabinets | 126.9 | 15% | 145.94 | 0.375 | B-Line | 30x30 Phone Cabinet Surface Cover | E
3030 TCF | Enclosures and Cabinets | 126.9 | 15% | 145.94 | 0.375 | B-Line | 30x30 Phone Cabinet Flush Cover | E
30248RHC | Enclosures and Cabinets | 237.06 | 15% | 272.62 | 1 | B-Line | 30x24x8 Large Enclosure-N3R | E
30248-4XS | Enclosures and Cabinets | 963.63 | 15% | 1108.17 | 1 | B-Line | 30x24x8 Enclosure-N4X St Steel | E
30248-4XA | Enclosures and Cabinets | 687.69 | 15% | 790.84 | 1 | B-Line | 30x24x8 Enclosure-N4X Aluminum | E
30248-4 | Enclosures and Cabinets | 383.4 | 15% | 440.91 | 1 | B-Line | 30x24x8 Enclosure-N4 | E
30248-12 | Enclosures and Cabinets | 299.16 | 15% | 344.03 | 1 | B-Line | 30x24x8 Enclosure-N12/13 | E
30248-1 | Enclosures and Cabinets | 187.11 | 15% | 215.18 | 1 | B-Line | 30x24x8 Large Enclosure-N1 | E
30248 SC NK | Enclosures and Cabinets | 161.53 | 15% | 185.76 | 1 | B-Line | 30x24x8 Gray Screw Cover PB no/KO | E
30248 SC | Enclosures and Cabinets | 161.53 | 15% | 185.76 | 0.8125 | B-Line | 30x24x8 Gray Screw Cover PB w/KO | E
30246-4 | Enclosures and Cabinets | 372.06 | 15% | 427.87 | 1 | B-Line | 30x24x6 Enclosure-N4 | E
30246-12TE | Enclosures and Cabinets | 469.53 | 15% | 539.96 | 1 | B-Line | 30x24x6 Terminal Enclosure-N12 | E
30246-12 | Enclosures and Cabinets | 290.52 | 15% | 334.1 | 0.875 | B-Line | 30x24x6 Enclosure-N12/13 | E
30246-1 | Enclosures and Cabinets | 169.83 | 15% | 195.3 | 0.875 | B-Line | 30x24x6 Large Enclosure-N1 | E
30246 TCS | Enclosures and Cabinets | 223.29 | 15% | 256.78 | 1 | B-Line | 30x24x6 Surface Phone Cabinet-N1 | E
30246 TCF | Enclosures and Cabinets | 231.39 | 15% | 266.1 | 1 | B-Line | 30x24x6 Flush Phone Cabinet-N1 | E
30246 SC NK | Enclosures and Cabinets | 122.97 | 15% | 141.42 | 1 | B-Line | 30x24x6 Gray Screw Cover PB no/KO | E
30246 SC | Enclosures and Cabinets | 122.97 | 15% | 141.42 | 1 | B-Line | 30x24x6 Gray Screw Cover PB w/KO | E
30246 RTC | Enclosures and Cabinets | 345.06 | 15% | 396.82 | 1 | B-Line | 30x24x6 Phone Cabinet-N3R | E
30246 PBRTC | Enclosures and Cabinets | 406.89 | 15% | 467.92 | 1 | B-Line | 30x24x6 Phone Cabinet-N3R | E
30244 TCS | Enclosures and Cabinets | 211.41 | 15% | 243.12 | 0.75 | B-Line | 30x24x4 Surface Phone Cabinet-N1 | E
30244 TCF | Enclosures and Cabinets | 211.41 | 15% | 243.12 | 0.75 | B-Line | 30x24x4 Flush Phone Cabinet-N1 | E
30244 SC NK | Enclosures and Cabinets | 114.4 | 15% | 131.56 | 0.75 | B-Line | 30x24x4 Gray Screw Cover PB no/KO | E
30244 SC | Enclosures and Cabinets | 114.66 | 15% | 131.86 | 0.75 | B-Line | 30x24x4 Gray Screw Cover PB w/KO | E
30244 PBRTC | Enclosures and Cabinets | 406.89 | 15% | 467.92 | 0.75 | B-Line | 30x24x4 Phone Cabinet-N3R | E
302424-12 | Enclosures and Cabinets | 445.77 | 15% | 512.64 | 2.25 | B-Line | 30x24x24 Enclosure-N12/13 | E
302420-12 | Enclosures and Cabinets | 410.67 | 15% | 472.27 | 2 | B-Line | 30x24x20 Enclosure-N12/13 | E
302416-12 | Enclosures and Cabinets | 376.38 | 15% | 432.84 | 1.5 | B-Line | 30x24x16 Enclosure-N12/13 | E
302412-4XS | Enclosures and Cabinets | 1091.07 | 15% | 1254.73 | 1.25 | B-Line | 30x24x12 Enclosure-N4X St Steel | E
302412-4XA | Enclosures and Cabinets | 770.58 | 15% | 886.17 | 1.25 | B-Line | 30x24x12 Enclosure-N4X Aluminum | E
302412-4 | Enclosures and Cabinets | 426.6 | 15% | 490.59 | 1.25 | B-Line | 30x24x12 Enclosure-N4 | E
302412-12 | Enclosures and Cabinets | 332.37 | 15% | 382.23 | 1.25 | B-Line | 30x24x12 Enclosure-N12/13 | E
302412 SC NK | Enclosures and Cabinets | 217.22 | 15% | 249.8 | 1.5 | B-Line | 30x24x12 Gray Screw Cover PB no/KO | E
302412 SC | Enclosures and Cabinets | 217.22 | 15% | 249.8 | 1 | B-Line | 30x24x12 Gray Screw Cover PB w/KO | E
302412 RTSC | Enclosures and Cabinets | 172.64 | 15% | 198.54 | 1.5 | Circle AW | 30x24x12 Screw Cover PB w/KO-N3R | E
302412 FC | Enclosures and Cabinets | 311.58 | 15% | 358.32 | 1.25 | B-Line | 30x24x12 Spare Fuse Cabinet | E
302410-4 | Enclosures and Cabinets | 404.73 | 15% | 465.44 | 1.25 | B-Line | 30x24x10 Enclosure-N4 | E
302410-12 | Enclosures and Cabinets | 315.9 | 15% | 363.29 | 1 | B-Line | 30x24x10 Enclosure-N12/13 | E
302410 WPSC | Enclosures and Cabinets | 371.52 | 15% | 427.25 | 1.25 | B-Line | 30x24x10 Screw Cover Enclosure-N3 | E
302410 SC NK | Enclosures and Cabinets | 198.32 | 15% | 228.07 | 1.25 | B-Line | 30x24x10 Gray Screw Cover PB no/KO | E
302410 SC | Enclosures and Cabinets | 198.32 | 15% | 228.07 | 1 | B-Line | 30x24x10 Gray Screw Cover PB w/KO | E
302410 RTSC NK | Enclosures and Cabinets | 176.8 | 15% | 203.32 | 1.25 | B-Line | 30x24x10 Screw Cover PB no/KO-N3R | E
302410 RTSC | Enclosures and Cabinets | 176.8 | 15% | 203.32 | 1.25 | B-Line | 30x24x10 Screw Cover PB w/KO-N3R | E
3024 TCS | Enclosures and Cabinets | 105.84 | 15% | 121.72 | 0.375 | B-Line | 30x24 Phone Cabinet Surface Cover | E
3024 TCF | Enclosures and Cabinets | 105.84 | 15% | 121.72 | 0.375 | B-Line | 30x24 Phone Cabinet Flush Cover | E
30208-4XS | Enclosures and Cabinets | 872.37 | 15% | 1003.23 | 1 | B-Line | 30x20x8 Enclosure-N4X St Steel | E
30208-4XA | Enclosures and Cabinets | 618.3 | 15% | 711.05 | 1 | B-Line | 30x20x8 Enclosure-N4X Aluminum | E
30208-4 | Enclosures and Cabinets | 363.15 | 15% | 417.62 | 1 | B-Line | 30x20x8 Enclosure-N4 | E
30208-12 | Enclosures and Cabinets | 283.5 | 15% | 326.03 | 1 | B-Line | 30x20x8 Enclosure-N12/13 | E
30208-1 | Enclosures and Cabinets | 180.36 | 15% | 207.41 | 0.875 | B-Line | 30x20x8 Large Enclosure-N1 | E
30206-4 | Enclosures and Cabinets | 342.9 | 15% | 394.34 | 0.875 | B-Line | 30x20x6 Enclosure-N4 | E
30206-12TE | Enclosures and Cabinets | 406.89 | 15% | 467.92 | 0.875 | B-Line | 30x20x6 Terminal Enclosure-N12 | E
30206-12 | Enclosures and Cabinets | 267.3 | 15% | 307.4 | 0.875 | B-Line | 30x20x6 Enclosure-N12/13 | E
30206-1 | Enclosures and Cabinets | 166.32 | 15% | 191.27 | 0.875 | B-Line | 30x20x6 Large Enclosure-N1 | E
302010-12 | Enclosures and Cabinets | 299.43 | 15% | 344.34 | 1 | B-Line | 30x20x10 Enclosure-N12/13 | E
3018TCF | Enclosures and Cabinets | 78.03 | 15% | 89.73 | 0.375 | B-Line | 30x18 Phone Cabinet Flush Cover | E
30186 TCS | Enclosures and Cabinets | 181.71 | 15% | 208.97 | 0.75 | B-Line | 30x18x6 Surface Phone Cabinet-N1 | E
30186 TCF | Enclosures and Cabinets | 181.71 | 15% | 208.97 | 0.75 | B-Line | 30x18x6 Flush Phone Cabinet-N1 | E
30186 SC NK | Enclosures and Cabinets | 93.74 | 15% | 107.8 | 0.75 | B-Line | 30x18x6 Gray Screw Cover PB no/KO | E
30186 SC | Enclosures and Cabinets | 93.74 | 15% | 107.8 | 0.75 | B-Line | 30x18x6 Gray Screw Cover PB w/KO | E
30184 TCS | Enclosures and Cabinets | 156.33 | 15% | 179.78 | 0.625 | B-Line | 30x18x4 Surface Phone Cabinet-N1 | E
30184 TCF | Enclosures and Cabinets | 156.33 | 15% | 179.78 | 0.625 | B-Line | 30x18x4 Flush Phone Cabinet-N1 | E
30184 SC NK | Enclosures and Cabinets | 84.67 | 15% | 97.37 | 0.625 | B-Line | 30x18x4 Gray Screw Cover PB no/KO | E
30184 SC | Enclosures and Cabinets | 84.67 | 15% | 97.37 | 0.625 | B-Line | 30x18x4 Gray Screw Cover PB w/KO | E
3018 TCS | Enclosures and Cabinets | 78.03 | 15% | 89.73 | 0.375 | B-Line | 30x18 Phone Cabinet Surface Cover | E
30166-12 | Enclosures and Cabinets | 244.62 | 15% | 281.31 | 0.75 | B-Line | 30x16x6 Enclosure-N12/13 | E
30156 TCS | Enclosures and Cabinets | 169.29 | 15% | 194.68 | 0.75 | B-Line | 30x15x6 Surface Phone Cabinet-N1 | E
30156 TCF | Enclosures and Cabinets | 169.29 | 15% | 194.68 | 0.75 | B-Line | 30x15x6 Flush Phone Cabinet-N1 | E
30154 TCS | Enclosures and Cabinets | 151.47 | 15% | 174.19 | 0.5 | B-Line | 30x15x4 Surface Phone Cabinet-N1 | E
30154 TCF | Enclosures and Cabinets | 151.47 | 15% | 174.19 | 0.5 | B-Line | 30x15x4 Flush Phone Cabinet-N1 | E
3015 TCS | Enclosures and Cabinets | 75.6 | 15% | 86.94 | 0.375 | B-Line | 30x15 Phone Cabinet Surface Cover | E
3015 TCF | Enclosures and Cabinets | 75.6 | 15% | 86.94 | 0.375 | B-Line | 30x15 Phone Cabinet Flush Cover | E
244811 RTCT | Enclosures and Cabinets | 371.49 | 15% | 427.21 | 2.25 | B-Line | 48x24x11 Screw Cover CT Cabinet-N3R | E
244811 HRTCT | Enclosures and Cabinets | 825.63 | 15% | 949.47 | 2.25 | B-Line | 48x24x11 Hinge Cover CT Cabinet-N3R | E
24366 | Enclosures and Cabinets | 170.82 | 15% | 196.44 | 1.75 | Square D | 24x36x6 Phone Cabinet w/Cover | E
243611 RTCT | Enclosures and Cabinets | 303.05 | 15% | 348.51 | 1.25 | B-Line | 36x24x11 Screw Cover CT Cabinet-N3R | E
24329 RTCT | Enclosures and Cabinets | 249.4 | 15% | 286.81 | 1 | B-Line | 32x24x9 Screw Cover CT Cabinet-N3R | E
24308-4XS | Enclosures and Cabinets | 963.36 | 15% | 1107.86 | 1 | B-Line | 24x30x8 Enclosure-N4X St Steel | E
24308-4XA | Enclosures and Cabinets | 694.98 | 15% | 799.23 | 1 | B-Line | 24x30x8 Enclosure-N4X Aluminum | E
24308-4 | Enclosures and Cabinets | 394.2 | 15% | 453.33 | 1 | B-Line | 24x30x8 Enclosure-N4 | E
24308-12 | Enclosures and Cabinets | 299.16 | 15% | 344.03 | 1 | B-Line | 24x30x8 Enclosure-N12/13 | E
24306 | Enclosures and Cabinets | 156.78 | 15% | 180.3 | 1.5 | Square D | 24x30x6 Phone Cabinet w/Cover | E
243011 RTCT | Enclosures and Cabinets | 281.88 | 15% | 324.16 | 1.25 | B-Line | 30x24x11 Screw Cover CT Cabinet-N3R | E
243011 HRTCT | Enclosures and Cabinets | 514.75 | 15% | 591.96 | 1.25 | B-Line | 30x24x11 Hinge Cover CT Cabinet-N3R | E
24266 PBRTC | Enclosures and Cabinets | 212.74 | 15% | 244.65 | 0.75 | Circle AW | 26x24x6 Phone Cabinet-N3R | E
24248RHC | Enclosures and Cabinets | 203.04 | 15% | 233.5 | 0.875 | B-Line | 24x24x8 Large Enclosure-N3R | E
24248-4XS | Enclosures and Cabinets | 848.07 | 15% | 975.28 | 0.875 | B-Line | 24x24x8 Enclosure-N4X St Steel | E
24248-4XA | Enclosures and Cabinets | 613.71 | 15% | 705.77 | 0.875 | B-Line | 24x24x8 Enclosure-N4X Aluminum | E
24248-4 | Enclosures and Cabinets | 345.06 | 15% | 396.82 | 0.875 | B-Line | 24x24x8 Enclosure-N4 | E
24248-12 | Enclosures and Cabinets | 269.46 | 15% | 309.88 | 0.875 | B-Line | 24x24x8 Enclosure-N12/13 | E
24248-1 | Enclosures and Cabinets | 169.29 | 15% | 194.68 | 0.875 | B-Line | 24x24x8 Large Enclosure-N1 | E
24248 WPSC | Enclosures and Cabinets | 234.36 | 15% | 269.51 | 1 | B-Line | 24x24x8 Screw Cover Enclosure-N3 | E
24248 SC NK | Enclosures and Cabinets | 103.32 | 15% | 118.82 | 0.75 | B-Line | 24x24x8 Gray Screw Cover PB no/KO | E
24248 SC | Enclosures and Cabinets | 103.32 | 15% | 118.82 | 0.75 | B-Line | 24x24x8 Gray Screw Cover PB w/KO | E
24248 RTSC NK | Enclosures and Cabinets | 139.88 | 15% | 160.86 | 0.75 | B-Line | 24x24x8 Screw Cover PB no/KO-N3R | E
24248 RTSC | Enclosures and Cabinets | 139.88 | 15% | 160.86 | 0.75 | B-Line | 24x24x8 Screw Cover PB w/KO-N3R | E
24246-4 | Enclosures and Cabinets | 335.61 | 15% | 385.95 | 0.75 | B-Line | 24x24x6 Enclosure-N4 | E
24246-12TE | Enclosures and Cabinets | 413.37 | 15% | 475.38 | 0.75 | B-Line | 24x24x6 Terminal Enclosure-N12 | E
24246-12 | Enclosures and Cabinets | 254.61 | 15% | 292.8 | 0.75 | B-Line | 24x24x6 Enclosure-N12/13 | E
24246-1 | Enclosures and Cabinets | 153.63 | 15% | 176.67 | 0.75 | B-Line | 24x24x6 Large Enclosure-N1 | E
24246 WPSC | Enclosures and Cabinets | 211.68 | 15% | 243.43 | 1 | B-Line | 24x24x6 Screw Cover Enclosure-N3 | E
24246 TCS | Enclosures and Cabinets | 193.59 | 15% | 222.63 | 0.75 | B-Line | 24x24x6 Surface Phone Cabinet-N1 | E
24246 TCF | Enclosures and Cabinets | 193.59 | 15% | 222.63 | 0.75 | B-Line | 24x24x6 Flush Phone Cabinet-N1 | E
24246 SC NK | Enclosures and Cabinets | 93.24 | 15% | 107.23 | 0.75 | B-Line | 24x24x6 Gray Screw Cover PB no/KO | E
24246 SC | Enclosures and Cabinets | 93.24 | 15% | 107.23 | 0.75 | B-Line | 24x24x6 Gray Screw Cover PB w/KO | E
24246 RTSC NK | Enclosures and Cabinets | 124.28 | 15% | 142.92 | 0.75 | B-Line | 24x24x6 Screw Cover PB no/KO-N3R | E
24246 RTSC | Enclosures and Cabinets | 124.28 | 15% | 142.92 | 0.75 | B-Line | 24x24x6 Screw Cover PB w/KO-N3R | E
24246 RTHC | Enclosures and Cabinets | 114.94 | 15% | 132.18 | 0.875 | Circle AW | 24x24x6 Hinge Cover Box w/KO-N3R | E
24246 PBRTC | Enclosures and Cabinets | 331.83 | 15% | 381.6 | 0.75 | B-Line | 24x24x6 Phone Cabinet-N3R | E
24246 | Enclosures and Cabinets | 121.42 | 15% | 139.63 | 1.5 | Square D | 24x24x6 Phone Cabinet w/Cover | E
24244 TCS | Enclosures and Cabinets | 175.5 | 15% | 201.83 | 0.625 | B-Line | 24x24x4 Surface Phone Cabinet-N1 | E
24244 TCF | Enclosures and Cabinets | 175.5 | 15% | 201.83 | 0.625 | B-Line | 24x24x4 Flush Phone Cabinet-N1 | E
24244 SC NK | Enclosures and Cabinets | 85.17 | 15% | 97.95 | 0.625 | B-Line | 24x24x4 Gray Screw Cover PB no/KO | E
24244 SC | Enclosures and Cabinets | 85.17 | 15% | 97.95 | 0.625 | B-Line | 24x24x4 Gray Screw Cover PB w/KO | E
242416-12 | Enclosures and Cabinets | 338.04 | 15% | 388.75 | 1.25 | B-Line | 24x24x16 Enclosure-N12/13 | E
242412-4XS | Enclosures and Cabinets | 963.63 | 15% | 1108.17 | 1.25 | B-Line | 24x24x12 Enclosure-N4X St Steel | E
242412-4XA | Enclosures and Cabinets | 633.69 | 15% | 728.74 | 1.25 | B-Line | 24x24x12 Enclosure-N4X Aluminum | E
242412-12 | Enclosures and Cabinets | 299.16 | 15% | 344.03 | 1 | B-Line | 24x24x12 Enclosure-N12/13 | E
242412 SC NK | Enclosures and Cabinets | 158.5 | 15% | 182.28 | 1.25 | B-Line | 24x24x12 Gray Screw Cover PB no/KO | E
242412 SC | Enclosures and Cabinets | 158.5 | 15% | 182.28 | 1 | B-Line | 24x24x12 Gray Screw Cover PB w/KO | E
242412 RTSC NK | Enclosures and Cabinets | 165.88 | 15% | 190.76 | 1.25 | B-Line | 24x24x12 Screw Cover PB no/KO-N3R | E
242412 RTSC | Enclosures and Cabinets | 165.88 | 15% | 190.76 | 1.25 | B-Line | 24x24x12 Screw Cover PB w/KO-N3R | E
242412 FC | Enclosures and Cabinets | 267.84 | 15% | 308.02 | 1.25 | B-Line | 24x24x12 Spare Fuse Cabinet | E
242411 RTCT | Enclosures and Cabinets | 243.6 | 15% | 280.14 | 1 | B-Line | 24x24x11 Screw Cover CT Cabinet-N3R | E
242410-4 | Enclosures and Cabinets | 258 | 15% | 296.7 | 1 | Circle AW | 24x24x10 Enclosure-N4 | E
242410-12 | Enclosures and Cabinets | 284.31 | 15% | 326.96 | 0.875 | B-Line | 24x24x10 Enclosure-N12/13 | E
242410 SC NK | Enclosures and Cabinets | 149.68 | 15% | 172.13 | 1 | B-Line | 24x24x10 Gray Screw Cover PB no/KO | E
242410 SC | Enclosures and Cabinets | 149.68 | 15% | 172.13 | 0.75 | B-Line | 24x24x10 Gray Screw Cover PB w/KO | E
242410 RTSC NK | Enclosures and Cabinets | 148.72 | 15% | 171.03 | 1 | B-Line | 24x24x10 Screw Cover PB no/KO-N3R | E
242410 RTSC | Enclosures and Cabinets | 148.72 | 15% | 171.03 | 1 | B-Line | 24x24x10 Screw Cover PB w/KO-N3R | E
242410 RTHC NK | Enclosures and Cabinets | 218.16 | 15% | 250.88 | 1 | B-Line | 24x24x10 Hinge Cover Box no/KO-N3R | E
242410 RTHC | Enclosures and Cabinets | 218.16 | 15% | 250.88 | 1 | B-Line | 24x24x10 Hinge Cover Box w/KO-N3R | E
2424 TCS | Enclosures and Cabinets | 87.48 | 15% | 100.6 | 0.25 | B-Line | 24x24 Phone Cabinet Surface Cover | E
2424 TCF | Enclosures and Cabinets | 87.48 | 15% | 100.6 | 0.25 | B-Line | 24x24 Phone Cabinet Flush Cover | E
24208-4XS | Enclosures and Cabinets | 771.12 | 15% | 886.79 | 0.875 | B-Line | 24x20x8 Enclosure-N4X St Steel | E
24208-4XA | Enclosures and Cabinets | 603.72 | 15% | 694.28 | 0.875 | B-Line | 24x20x8 Enclosure-N4X Aluminum | E
24208-4 | Enclosures and Cabinets | 319.68 | 15% | 367.63 | 0.875 | B-Line | 24x20x8 Enclosure-N4 | E
24208-12 | Enclosures and Cabinets | 249.75 | 15% | 287.21 | 0.875 | B-Line | 24x20x8 Enclosure-N12/13 | E
24208-1 | Enclosures and Cabinets | 165.78 | 15% | 190.65 | 0.875 | B-Line | 24x20x8 Large Enclosure-N1 | E
24206-4XS | Enclosures and Cabinets | 717.39 | 15% | 825 | 0.75 | B-Line | 24x20x6 Enclosure-N4X St Steel | E
24206-4XA | Enclosures and Cabinets | 531.09 | 15% | 610.75 | 0.75 | B-Line | 24x20x6 Enclosure-N4X Aluminum | E
24206-4 | Enclosures and Cabinets | 311.31 | 15% | 358.01 | 0.75 | B-Line | 24x20x6 Enclosure-N4 | E
24206-12TE | Enclosures and Cabinets | 369.9 | 15% | 425.39 | 0.75 | B-Line | 24x20x6 Terminal Enclosure-N12 | E
24206-12 | Enclosures and Cabinets | 235.98 | 15% | 271.38 | 0.75 | B-Line | 24x20x6 Enclosure-N12/13 | E
24206-1 | Enclosures and Cabinets | 151.47 | 15% | 174.19 | 0.75 | B-Line | 24x20x6 Large Enclosure-N1 | E
242016-12 | Enclosures and Cabinets | 312.93 | 15% | 359.87 | 1.25 | B-Line | 24x20x16 Enclosure-N12/13 | E
242012-12 | Enclosures and Cabinets | 284.85 | 15% | 327.58 | 0.875 | B-Line | 24x20x12 Enclosure-N12/13 | E
242010-4XS | Enclosures and Cabinets | 824.31 | 15% | 947.96 | 0.875 | B-Line | 24x20x10 Enclosure-N4X St Steel | E
242010-4XA | Enclosures and Cabinets | 598.59 | 15% | 688.38 | 0.875 | B-Line | 24x20x10 Enclosure-N4X Aluminum | E
242010-4 | Enclosures and Cabinets | 337.5 | 15% | 388.13 | 0.875 | B-Line | 24x20x10 Enclosure-N4 | E
242010-12 | Enclosures and Cabinets | 263.25 | 15% | 302.74 | 0.75 | B-Line | 24x20x10 Enclosure-N12/13 | E
24188 SC NK | Enclosures and Cabinets | 85.42 | 15% | 98.23 | 0.625 | B-Line | 24x18x8 Gray Screw Cover PB no/KO | E
24188 SC | Enclosures and Cabinets | 85.42 | 15% | 98.23 | 0.625 | B-Line | 24x18x8 Gray Screw Cover PB w/KO | E
24188 RTSC NK | Enclosures and Cabinets | 115.7 | 15% | 133.06 | 0.625 | B-Line | 24x18x8 Screw Cover PB no/KO-N3R | E
24188 RTSC | Enclosures and Cabinets | 115.7 | 15% | 133.06 | 0.625 | B-Line | 24x18x8 Screw Cover PB w/KO-N3R | E
24186 WPSC | Enclosures and Cabinets | 184.14 | 15% | 211.76 | 0.75 | B-Line | 24x18x6 Screw Cover Enclosure-N3 | E
24186 TCS | Enclosures and Cabinets | 172.26 | 15% | 198.1 | 0.625 | B-Line | 24x18x6 Surface Phone Cabinet-N1 | E
24186 TCF | Enclosures and Cabinets | 172.26 | 15% | 198.1 | 0.625 | B-Line | 24x18x6 Flush Phone Cabinet-N1 | E
24186 SC NK | Enclosures and Cabinets | 74.08 | 15% | 85.19 | 0.625 | B-Line | 24x18x6 Gray Screw Cover PB no/KO | E
24186 SC | Enclosures and Cabinets | 74.08 | 15% | 85.19 | 0.625 | B-Line | 24x18x6 Gray Screw Cover PB w/KO | E
24186 RTSC NK | Enclosures and Cabinets | 104.78 | 15% | 120.5 | 0.625 | B-Line | 24x18x6 Screw Cover PB no/KO-N3R | E
24186 RTSC | Enclosures and Cabinets | 104.78 | 15% | 120.5 | 0.625 | B-Line | 24x18x6 Screw Cover PB w/KO-N3R | E
24186 RTC | Enclosures and Cabinets | 275.13 | 15% | 316.4 | 0.625 | B-Line | 24x18x6 Phone Cabinet-N3R | E
24186 PBRTC | Enclosures and Cabinets | 303.75 | 15% | 349.31 | 0.625 | B-Line | 24x18x6 Phone Cabinet-N3R | E
24184 TCS | Enclosures and Cabinets | 140.67 | 15% | 161.77 | 0.5 | B-Line | 24x18x4 Surface Phone Cabinet-N1 | E
24184 TCF | Enclosures and Cabinets | 140.94 | 15% | 162.08 | 0.5 | B-Line | 24x18x4 Flush Phone Cabinet-N1 | E
24184 SC NK | Enclosures and Cabinets | 67.53 | 15% | 77.66 | 0.5 | B-Line | 24x18x4 Gray Screw Cover PB no/KO | E
24184 SC | Enclosures and Cabinets | 67.53 | 15% | 77.66 | 0.5 | B-Line | 24x18x4 Gray Screw Cover PB w/KO | E
24184 PBRTC | Enclosures and Cabinets | 292.41 | 15% | 336.27 | 0.5 | B-Line | 24x18x4 Phone Cabinet-N3R | E
241812 SC NK | Enclosures and Cabinets | 142.12 | 15% | 163.44 | 1 | B-Line | 24x18x12 Gray Screw Cover PB no/KO | E
241812 SC | Enclosures and Cabinets | 142.12 | 15% | 163.44 | 0.75 | B-Line | 24x18x12 Gray Screw Cover PB w/KO | E
241812 RTSC | Enclosures and Cabinets | 138.61 | 15% | 159.4 | 1 | Circle AW | 24x18x12 Screw Cover PB w/KO-N3R | E
241810 SC NK | Enclosures and Cabinets | 131.04 | 15% | 150.7 | 0.75 | B-Line | 24x18x10 Gray Screw Cover PB no/KO | E
241810 SC | Enclosures and Cabinets | 131.04 | 15% | 150.7 | 0.75 | B-Line | 24x18x10 Gray Screw Cover PB w/KO | E
241810 RTSC NK | Enclosures and Cabinets | 124.28 | 15% | 142.92 | 0.75 | B-Line | 24x18x10 Screw Cover PB no/KO-N3R | E
241810 RTSC | Enclosures and Cabinets | 124.28 | 15% | 142.92 | 0.75 | B-Line | 24x18x10 Screw Cover PB w/KO-N3R | E
2418 TCS | Enclosures and Cabinets | 70.47 | 15% | 81.04 | 0.25 | B-Line | 24x18 Phone Cabinet Surface Cover | E
2418 TCF | Enclosures and Cabinets | 70.47 | 15% | 81.04 | 0.25 | B-Line | 24x18 Phone Cabinet Flush Cover | E
24168-4XS | Enclosures and Cabinets | 693.9 | 15% | 797.99 | 0.75 | B-Line | 24x16x8 Enclosure-N4X St Steel | E
24168-4XA | Enclosures and Cabinets | 583.47 | 15% | 670.99 | 0.75 | B-Line | 24x16x8 Enclosure-N4X Aluminum | E
24168-12 | Enclosures and Cabinets | 229.77 | 15% | 264.24 | 0.875 | B-Line | 24x16x8 Enclosure-N12/13 | E
24168 RTSC NK | Enclosures and Cabinets | 107.64 | 15% | 123.79 | 0.625 | B-Line | 24x16x8 Screw Cover PB no/KO-N3R | E
24168 RTSC | Enclosures and Cabinets | 107.64 | 15% | 123.79 | 0.625 | B-Line | 24x16x8 Screw Cover PB w/KO-N3R | E
24166-4 | Enclosures and Cabinets | 286.74 | 15% | 329.75 | 0.75 | B-Line | 24x16x6 Enclosure-N4 | E
24166-12 | Enclosures and Cabinets | 223.83 | 15% | 257.4 | 0.75 | B-Line | 24x16x6 Enclosure-N12/13 | E
24128-4 | Enclosures and Cabinets | 180.38 | 15% | 207.44 | 0.75 | Circle AW | 24x12x8 Enclosure-N4 | E
24128-12 | Enclosures and Cabinets | 216 | 15% | 248.4 | 0.625 | B-Line | 12x24x8 Enclosure-N12/13 | E
24128 SC NK | Enclosures and Cabinets | 56.95 | 15% | 65.49 | 0.625 | B-Line | 24x12x8 Gray Screw Cover PB no/KO | E
24128 SC | Enclosures and Cabinets | 56.95 | 15% | 65.49 | 0.625 | B-Line | 24x12x8 Gray Screw Cover PB w/KO | E
24128 RTSC NK | Enclosures and Cabinets | 57.19 | 15% | 65.77 | 0.625 | Circle AW | 24x12x8 Screw Cover PB no/KO-N3R | E
24128 RTSC | Enclosures and Cabinets | 71.39 | 15% | 82.1 | 0.625 | Circle AW | 24x12x8 Screw Cover PB w/KO-N3R | E
24126-4 | Enclosures and Cabinets | 262.44 | 15% | 301.81 | 0.625 | B-Line | 24x12x6 Enclosure-N4 | E
24126-12 | Enclosures and Cabinets | 204.66 | 15% | 235.36 | 0.625 | B-Line | 24x12x6 Enclosure-N12/13 | E
24126 TCS | Enclosures and Cabinets | 156.87 | 15% | 180.4 | 0.625 | B-Line | 24x12x6 Surface Phone Cabinet-N1 | E
24126 TCF | Enclosures and Cabinets | 156.87 | 15% | 180.4 | 0.625 | B-Line | 24x12x6 Flush Phone Cabinet-N1 | E
24126 SC NK | Enclosures and Cabinets | 50.65 | 15% | 58.25 | 0.625 | B-Line | 24x12x6 Gray Screw Cover PB no/KO | E
24126 SC | Enclosures and Cabinets | 50.65 | 15% | 58.25 | 0.625 | B-Line | 24x12x6 Gray Screw Cover PB w/KO | E
24126 RTSC NK | Enclosures and Cabinets | 82.42 | 15% | 94.78 | 0.625 | B-Line | 24x12x6 Screw Cover PB no/KO-N3R | E
24126 RTSC | Enclosures and Cabinets | 82.42 | 15% | 94.78 | 0.625 | B-Line | 24x12x6 Screw Cover PB w/KO-N3R | E
24126 RTC | Enclosures and Cabinets | 202.77 | 15% | 233.19 | 0.625 | B-Line | 24x12x6 Phone Cabinet-N3R | E
24126 PBRTC | Enclosures and Cabinets | 222.21 | 15% | 255.54 | 0.625 | B-Line | 24x12x6 Phone Cabinet-N3R | E
24124 TCS | Enclosures and Cabinets | 100.44 | 15% | 115.51 | 0.375 | B-Line | 24x12x4 Surface Phone Cabinet-N1 | E
24124 TCF | Enclosures and Cabinets | 100.44 | 15% | 115.51 | 0.375 | B-Line | 24x12x4 Flush Phone Cabinet-N1 | E
24124 SC NK | Enclosures and Cabinets | 43.34 | 15% | 49.84 | 0.375 | B-Line | 24x12x4 Gray Screw Cover PB no/KO | E
24124 SC | Enclosures and Cabinets | 43.34 | 15% | 49.84 | 0.4375 | B-Line | 24x12x4 Gray Screw Cover PB w/KO | E
24124 RTSC NK | Enclosures and Cabinets | 63.66 | 15% | 73.21 | 0.5 | Circle AW | 24x12x4 Screw Cover PB no/KO-N3R | E
24124 RTSC | Enclosures and Cabinets | 43.13 | 15% | 49.6 | 0.5 | Circle AW | 24x12x4 Screw Cover PB w/KO-N3R | E
24124 PBRTC | Enclosures and Cabinets | 208.44 | 15% | 239.71 | 0.375 | B-Line | 24x12x4 Phone Cabinet-N3R | E
241212 SC NK | Enclosures and Cabinets | 68.04 | 15% | 78.25 | 0.75 | B-Line | 24x12x12 Gray Screw Cover PB no/KO | E
241212 SC | Enclosures and Cabinets | 68.04 | 15% | 78.25 | 0.75 | B-Line | 24x12x12 Gray Screw Cover PB w/KO | E
241210-12 | Enclosures and Cabinets | 227.61 | 15% | 261.75 | 0.75 | B-Line | 24x12x10 Enclosure-N12/13 | E
241210 SC NK | Enclosures and Cabinets | 64.51 | 15% | 74.19 | 0.625 | B-Line | 24x12x10 Gray Screw Cover PB no/KO | E
241210 SC | Enclosures and Cabinets | 64.51 | 15% | 74.19 | 0.625 | B-Line | 24x12x10 Gray Screw Cover PB w/KO | E
2412 TCS | Enclosures and Cabinets | 50.22 | 15% | 57.75 | 0.25 | B-Line | 24x12 Phone Cabinet Surface Cover | E
2412 TCF | Enclosures and Cabinets | 50.22 | 15% | 57.75 | 0.25 | B-Line | 24x12 Phone Cabinet Flush Cover | E
203611 HRTCT | Enclosures and Cabinets | 537.08 | 15% | 617.64 | 1.5 | B-Line | 36x20x11 Hinge Cover CT Cabinet-N3R | E
20248RHC | Enclosures and Cabinets | 179.82 | 15% | 206.79 | 0.875 | B-Line | 24x20x8 Large Enclosure-N3R | E
20248-4 | Enclosures and Cabinets | 329.13 | 15% | 378.5 | 0.75 | B-Line | 20x24x8 Enclosure-N4 | E
20248-12 | Enclosures and Cabinets | 249.75 | 15% | 287.21 | 0.875 | B-Line | 20x24x8 Enclosure-N12/13 | E
20246-12 | Enclosures and Cabinets | 242.73 | 15% | 279.14 | 0.75 | B-Line | 20x24x6 Enclosure-N12/13 | E
20208RHC | Enclosures and Cabinets | 159.84 | 15% | 183.82 | 0.75 | B-Line | 20x20x8 Large Enclosure-N3R | E
20208-4 | Enclosures and Cabinets | 297.81 | 15% | 342.48 | 0.75 | B-Line | 20x20x8 Enclosure-N4 | E
20208-12 | Enclosures and Cabinets | 232.2 | 15% | 267.03 | 0.75 | B-Line | 20x20x8 Enclosure-N12/13 | E
20208-1 | Enclosures and Cabinets | 149.85 | 15% | 172.33 | 0.875 | B-Line | 20x20x8 Large Enclosure-N1 | E
20206-4XS | Enclosures and Cabinets | 655.02 | 15% | 753.27 | 0.625 | B-Line | 20x20x6 Enclosure-N4X St Steel | E
20206-4XA | Enclosures and Cabinets | 491.13 | 15% | 564.8 | 0.625 | B-Line | 20x20x6 Enclosure-N4X Aluminum | E
20206-4 | Enclosures and Cabinets | 281.61 | 15% | 323.85 | 0.625 | B-Line | 20x20x6 Enclosure-N4 | E
20206-12TE | Enclosures and Cabinets | 332.91 | 15% | 382.85 | 0.625 | B-Line | 20x20x6 Terminal Enclosure-N12 | E
20206-12 | Enclosures and Cabinets | 219.78 | 15% | 252.75 | 0.625 | B-Line | 20x20x6 Enclosure-N12/13 | E
20206-1 | Enclosures and Cabinets | 137.16 | 15% | 157.73 | 0.625 | B-Line | 20x20x6 Large Enclosure-N1 | E
202010-12 | Enclosures and Cabinets | 244.62 | 15% | 281.31 | 0.75 | B-Line | 20x20x10 Enclosure-N12/13 | E
20168-4XS | Enclosures and Cabinets | 521.37 | 15% | 599.58 | 0.75 | B-Line | 20x16x8 Enclosure-N4X St Steel | E
20168-4XA | Enclosures and Cabinets | 511.11 | 15% | 587.78 | 0.75 | B-Line | 20x16x8 Enclosure-N4X Aluminum | E
20168-4 | Enclosures and Cabinets | 275.67 | 15% | 317.02 | 0.75 | B-Line | 20x16x8 Enclosure-N4 | E
20168-12 | Enclosures and Cabinets | 215.19 | 15% | 247.47 | 0.75 | B-Line | 20x16x8 Enclosure-N12/13 | E
20168-1 | Enclosures and Cabinets | 136.62 | 15% | 157.11 | 0.75 | B-Line | 20x16x8 Large Enclosure-N1 | E
20166RHC | Enclosures and Cabinets | 112.05 | 15% | 128.86 | 0.625 | B-Line | 20x16x6 Large Enclosure-N3R | E
20166-4XS | Enclosures and Cabinets | 593.19 | 15% | 682.17 | 0.625 | B-Line | 20x16x6 Enclosure-N4X St Steel | E
20166-4XA | Enclosures and Cabinets | 450.9 | 15% | 518.54 | 0.625 | B-Line | 20x16x6 Enclosure-N4X Aluminum | E
20166-4 | Enclosures and Cabinets | 261.09 | 15% | 300.25 | 0.625 | B-Line | 20x16x6 Enclosure-N4 | E
20166-12TE | Enclosures and Cabinets | 299.16 | 15% | 344.03 | 0.625 | B-Line | 20x16x6 Terminal Enclosure-N12 | E
20166-12 | Enclosures and Cabinets | 203.85 | 15% | 234.43 | 0.625 | B-Line | 20x16x6 Enclosure-N12/13 | E
20166-1 | Enclosures and Cabinets | 124.74 | 15% | 143.45 | 0.625 | B-Line | 20x16x6 Large Enclosure-N1 | E
201612-12 | Enclosures and Cabinets | 244.08 | 15% | 280.69 | 0.75 | B-Line | 20x16x12 Enclosure-N12/13 | E
201610-4XS | Enclosures and Cabinets | 679.32 | 15% | 781.22 | 0.75 | B-Line | 20x16x10 Enclosure-N4X St Steel | E
201610-4XA | Enclosures and Cabinets | 528.39 | 15% | 607.65 | 0.75 | B-Line | 20x16x10 Enclosure-N4X Aluminum | E
201610-4 | Enclosures and Cabinets | 289.71 | 15% | 333.17 | 0.75 | B-Line | 20x16x10 Enclosure-N4 | E
201610-12 | Enclosures and Cabinets | 226.26 | 15% | 260.2 | 0.75 | B-Line | 20x16x10 Enclosure-N12/13 | E
20128-12 | Enclosures and Cabinets | 203.31 | 15% | 233.81 | 0.625 | B-Line | 20x12x8 Enclosure-N12/13 | E
20126-12 | Enclosures and Cabinets | 193.32 | 15% | 222.32 | 0.625 | B-Line | 20x12x6 Enclosure-N12/13 | E
18306 | Enclosures and Cabinets | 114.4 | 15% | 131.56 | 1.25 | Square D | 18x30x6 Phone Cabinet w/Cover | E
18249 RTCT | Enclosures and Cabinets | 173.42 | 15% | 199.43 | 0.75 | B-Line | 24x18x9 Screw Cover CT Cabinet-N3R | E
18246 | Enclosures and Cabinets | 105.82 | 15% | 121.69 | 1.125 | Square D | 18x24x6 Phone Cabinet w/Cover | E
18244 | Enclosures and Cabinets | 92.3 | 15% | 106.15 | 1.125 | Square D | 18x24x4 Phone Cabinet w/Cover | E
18188 WPSC | Enclosures and Cabinets | 143.37 | 15% | 164.88 | 0.875 | B-Line | 18x18x8 Screw Cover Enclosure-N3 | E
18188 SC NK | Enclosures and Cabinets | 52.92 | 15% | 60.86 | 0.625 | B-Line | 18x18x8 Gray Screw Cover PB no/KO | E
18188 SC | Enclosures and Cabinets | 53.42 | 15% | 61.43 | 0.625 | B-Line | 18x18x8 Gray Screw Cover PB w/KO | E
18188 RTSC NK | Enclosures and Cabinets | 92.56 | 15% | 106.44 | 0.625 | B-Line | 18x18x8 Screw Cover PB no/KO-N3R | E
18188 RTSC | Enclosures and Cabinets | 92.56 | 15% | 106.44 | 0.625 | B-Line | 18x18x8 Screw Cover PB w/KO-N3R | E
18188 RTHC NK | Enclosures and Cabinets | 138.51 | 15% | 159.29 | 0.75 | B-Line | 18x18x8 Hinge Cover Box no/KO-N3R | E
18188 RTHC | Enclosures and Cabinets | 138.51 | 15% | 159.29 | 0.75 | B-Line | 18x18x8 Hinge Cover Box w/KO-N3R | E
18186 WPSC | Enclosures and Cabinets | 123.12 | 15% | 141.59 | 0.75 | B-Line | 18x18x6 Screw Cover Enclosure-N3 | E
18186 TCS | Enclosures and Cabinets | 120.96 | 15% | 139.1 | 0.625 | B-Line | 18x18x6 Surface Phone Cabinet-N1 | E
18186 TCF | Enclosures and Cabinets | 120.96 | 15% | 139.1 | 0.625 | B-Line | 18x18x6 Flush Phone Cabinet-N1 | E
18186 SC NK | Enclosures and Cabinets | 46.11 | 15% | 53.03 | 0.625 | B-Line | 18x18x6 Gray Screw Cover PB no/KO | E
18186 SC | Enclosures and Cabinets | 46.11 | 15% | 53.03 | 0.625 | B-Line | 18x18x6 Gray Screw Cover PB w/KO | E
18186 RTSC NK | Enclosures and Cabinets | 82.94 | 15% | 95.38 | 0.625 | B-Line | 18x18x6 Screw Cover PB no/KO-N3R | E
18186 RTSC | Enclosures and Cabinets | 82.94 | 15% | 95.38 | 0.625 | B-Line | 18x18x6 Screw Cover PB w/KO-N3R | E
18186 RTC | Enclosures and Cabinets | 219.24 | 15% | 252.13 | 0.625 | B-Line | 18x18x6 Phone Cabinet-N3R | E
18186 PBRTC | Enclosures and Cabinets | 248.13 | 15% | 285.35 | 0.625 | B-Line | 18x18x6 Phone Cabinet-N3R | E
18184 WPSC | Enclosures and Cabinets | 107.46 | 15% | 123.58 | 0.375 | B-Line | 18x18x4 Screw Cover Enclosure-N3 | E
18184 TCS | Enclosures and Cabinets | 108 | 15% | 124.2 | 0.5 | B-Line | 18x18x4 Surface Phone Cabinet-N1 | E
18184 TCF | Enclosures and Cabinets | 108 | 15% | 124.2 | 0.5 | B-Line | 18x18x4 Flush Phone Cabinet-N1 | E
18184 SC NK | Enclosures and Cabinets | 39.31 | 15% | 45.21 | 0.5 | B-Line | 18x18x4 Gray Screw Cover PB no/KO | E
18184 SC | Enclosures and Cabinets | 39.31 | 15% | 45.21 | 0.5 | B-Line | 18x18x4 Gray Screw Cover PB w/KO | E
18184 RTSC NK | Enclosures and Cabinets | 72.28 | 15% | 83.12 | 0.5 | B-Line | 18x18x4 Screw Cover PB no/KO-N3R | E
18184 RTSC | Enclosures and Cabinets | 72.28 | 15% | 83.12 | 0.5 | B-Line | 18x18x4 Screw Cover PB w/KO-N3R | E
18184 | Enclosures and Cabinets | 67.47 | 15% | 77.59 | 1 | Square D | 18x18x4 Phone Cabinet w/Cover | E
181812 SC NK | Enclosures and Cabinets | 81.64 | 15% | 93.89 | 0.75 | B-Line | 18x18x12 Gray Screw Cover PB no/KO | E
181812 SC | Enclosures and Cabinets | 81.64 | 15% | 93.89 | 0.75 | B-Line | 18x18x12 Gray Screw Cover PB w/KO | E
181812 RTSC | Enclosures and Cabinets | 90.96 | 15% | 104.6 | 0.75 | Circle AW | 18x18x12 Screw Cover PB w/KO-N3R | E
181810 SC NK | Enclosures and Cabinets | 73.58 | 15% | 84.62 | 0.625 | B-Line | 18x18x10 Gray Screw Cover PB no/KO | E
181810 SC | Enclosures and Cabinets | 73.58 | 15% | 84.62 | 0.625 | B-Line | 18x18x10 Gray Screw Cover PB w/KO | E
181810 RTSC NK | Enclosures and Cabinets | 100.62 | 15% | 115.71 | 0.625 | B-Line | 18x18x10 Screw Cover PB no/KO-N3R | E
181810 RTSC | Enclosures and Cabinets | 100.62 | 15% | 115.71 | 0.625 | B-Line | 18x18x10 Screw Cover PB w/KO-N3R | E
1818 TCS | Enclosures and Cabinets | 54 | 15% | 62.1 | 0.25 | B-Line | 18x18 Phone Cabinet Surface Cover | E
1818 TCF | Enclosures and Cabinets | 54 | 15% | 62.1 | 0.25 | B-Line | 18x18 Phone Cabinet Flush Cover | E
18156 TCS | Enclosures and Cabinets | 116.37 | 15% | 133.83 | 0.5625 | B-Line | 18x15x6 Surface Phone Cabinet-N1 | E
18156 TCF | Enclosures and Cabinets | 116.37 | 15% | 133.83 | 0.5625 | B-Line | 18x15x6 Flush Phone Cabinet-N1 | E
18156 SC NK | Enclosures and Cabinets | 41.83 | 15% | 48.1 | 0.5625 | B-Line | 18x15x6 Gray Screw Cover PB no/KO | E
18156 SC | Enclosures and Cabinets | 41.83 | 15% | 48.1 | 0.5625 | B-Line | 18x15x6 Gray Screw Cover PB w/KO | E
18154 TCS | Enclosures and Cabinets | 92.34 | 15% | 106.19 | 0.375 | B-Line | 18x15x4 Surface Phone Cabinet-N1 | E
18154 TCF | Enclosures and Cabinets | 92.34 | 15% | 106.19 | 0.375 | B-Line | 18x15x4 Flush Phone Cabinet-N1 | E
18154 SC NK | Enclosures and Cabinets | 38.05 | 15% | 43.76 | 0.375 | B-Line | 18x15x4 Gray Screw Cover PB no/KO | E
18154 SC | Enclosures and Cabinets | 38.05 | 15% | 43.76 | 0.375 | B-Line | 18x15x4 Gray Screw Cover PB w/KO | E
1815 TCS | Enclosures and Cabinets | 46.17 | 15% | 53.1 | 0.25 | B-Line | 18x15 Phone Cabinet Surface Cover | E
1815 TCF | Enclosures and Cabinets | 46.17 | 15% | 53.1 | 0.25 | B-Line | 18x15 Phone Cabinet Flush Cover | E
18128 SC NK | Enclosures and Cabinets | 44.35 | 15% | 51 | 0.5 | B-Line | 18x12x8 Gray Screw Cover PB no/KO | E
18128 SC | Enclosures and Cabinets | 44.35 | 15% | 51 | 0.5 | B-Line | 18x12x8 Gray Screw Cover PB w/KO | E
18128 RTSC NK | Enclosures and Cabinets | 61.36 | 15% | 70.56 | 0.5 | B-Line | 18x12x8 Screw Cover PB no/KO-N3R | E
18128 RTSC | Enclosures and Cabinets | 61.36 | 15% | 70.56 | 0.5 | B-Line | 18x12x8 Screw Cover PB w/KO-N3R | E
18126 WPSC | Enclosures and Cabinets | 103.95 | 15% | 119.54 | 0.5625 | B-Line | 18x12x6 Screw Cover Enclosure-N3 | E
18126 TCS | Enclosures and Cabinets | 112.05 | 15% | 128.86 | 0.5 | B-Line | 18x12x6 Surface Phone Cabinet-N1 | E
18126 TCF | Enclosures and Cabinets | 112.05 | 15% | 128.86 | 0.5 | B-Line | 18x12x6 Flush Phone Cabinet-N1 | E
18126 SC NK | Enclosures and Cabinets | 35.28 | 15% | 40.57 | 0.5 | B-Line | 18x12x6 Gray Screw Cover PB no/KO | E
18126 SC | Enclosures and Cabinets | 35.28 | 15% | 40.57 | 0.5 | B-Line | 18x12x6 Gray Screw Cover PB w/KO | E
18126 RTSC NK | Enclosures and Cabinets | 58.76 | 15% | 67.57 | 0.5 | B-Line | 18x12x6 Screw Cover PB no/KO-N3R | E
18126 RTSC | Enclosures and Cabinets | 58.76 | 15% | 67.57 | 0.5 | B-Line | 18x12x6 Screw Cover PB w/KO-N3R | E
18126 RTHC NK | Enclosures and Cabinets | 74.25 | 15% | 85.39 | 0.5 | B-Line | 18x12x6 Hinge Cover Box no/KO-N3R | E
18126 RTHC | Enclosures and Cabinets | 74.25 | 15% | 85.39 | 0.5 | B-Line | 18x12x6 Hinge Cover Box w/KO-N3R | E
18126 RTC | Enclosures and Cabinets | 162.81 | 15% | 187.23 | 0.5 | B-Line | 18x12x6 Phone Cabinet-N3R | E
18126 PBRTC | Enclosures and Cabinets | 182.25 | 15% | 209.59 | 0.5 | B-Line | 18x12x6 Phone Cabinet-N3R | E
18126 HC | Enclosures and Cabinets | 42.12 | 15% | 48.44 | 0.5 | B-Line | 18x12x6 Hinge Cover Box-N1 | E
18124 TCS | Enclosures and Cabinets | 92.07 | 15% | 105.88 | 0.375 | B-Line | 18x12x4 Surface Phone Cabinet-N1 | E
18124 TCF | Enclosures and Cabinets | 92.07 | 15% | 105.88 | 0.375 | B-Line | 18x12x4 Flush Phone Cabinet-N1 | E
18124 SC NK | Enclosures and Cabinets | 30.24 | 15% | 34.78 | 0.375 | B-Line | 18x12x4 Gray Screw Cover PB no/KO | E
18124 SC | Enclosures and Cabinets | 30.24 | 15% | 34.78 | 0.375 | B-Line | 18x12x4 Gray Screw Cover PB w/KO | E
18124 RTSC NK | Enclosures and Cabinets | 36.26 | 15% | 41.7 | 0.375 | Circle AW | 18x12x4 Screw Cover PB no/KO-N3R | E
18124 RTSC | Enclosures and Cabinets | 50.7 | 15% | 58.31 | 0.375 | B-Line | 18x12x4 Screw Cover PB w/KO-N3R | E
18124 PBRTC | Enclosures and Cabinets | 162 | 15% | 186.3 | 0.375 | B-Line | 18x12x4 Phone Cabinet-N3R | E
18124 HC | Enclosures and Cabinets | 38.88 | 15% | 44.71 | 0.375 | B-Line | 18x12x4 Hinge Cover Box-N1 | E
181210 SC NK | Enclosures and Cabinets | 52.66 | 15% | 60.56 | 0.625 | B-Line | 18x12x10 Gray Screw Cover PB no/KO | E
181210 SC | Enclosures and Cabinets | 52.66 | 15% | 60.56 | 0.625 | B-Line | 18x12x10 Gray Screw Cover PB w/KO | E
181210 RTSC NK | Enclosures and Cabinets | 58.06 | 15% | 66.77 | 0.625 | Circle AW | 18x12x10 Screw Cover PB no/KO-N3R | E
181210 RTSC | Enclosures and Cabinets | 72.8 | 15% | 83.72 | 0.625 | B-Line | 18x12x10 Screw Cover PB w/KO-N3R | E
1812 TCS | Enclosures and Cabinets | 45.9 | 15% | 52.79 | 0.25 | B-Line | 18x12 Phone Cabinet Surface Cover | E
1812 TCF | Enclosures and Cabinets | 45.9 | 15% | 52.79 | 0.25 | B-Line | 18x12 Phone Cabinet Flush Cover | E
16208-12 | Enclosures and Cabinets | 221.13 | 15% | 254.3 | 0.75 | B-Line | 16x20x8 Enclosure-N12/13 | E
16206-4 | Enclosures and Cabinets | 268.65 | 15% | 308.95 | 0.625 | B-Line | 16x20x6 Enclosure-N4 | E
16206-12 | Enclosures and Cabinets | 209.79 | 15% | 241.26 | 0.625 | B-Line | 16x20x6 Enclosure-N12/13 | E
16168-12 | Enclosures and Cabinets | 200.34 | 15% | 230.39 | 0.625 | B-Line | 16x16x8 Enclosure-N12/13 | E
16166RHC | Enclosures and Cabinets | 98.01 | 15% | 112.71 | 0.5 | B-Line | 16x16x6 Large Enclosure-N3R | E
16166-4XS | Enclosures and Cabinets | 540 | 15% | 621 | 0.5 | B-Line | 16x16x6 Enclosure-N4X St Steel | E
16166-4XA | Enclosures and Cabinets | 515.97 | 15% | 593.37 | 0.5 | B-Line | 16x16x6 Enclosure-N4X Aluminum | E
16166-4 | Enclosures and Cabinets | 243.81 | 15% | 280.38 | 0.5 | B-Line | 16x16x6 Enclosure-N4 | E
16166-12 | Enclosures and Cabinets | 190.08 | 15% | 218.59 | 0.5 | B-Line | 16x16x6 Enclosure-N12/13 | E
16166 SC NK | Enclosures and Cabinets | 38.55 | 15% | 44.33 | 0.5 | B-Line | 16x16x6 Gray Screw Cover PB no/KO | E
16166 SC | Enclosures and Cabinets | 38.55 | 15% | 44.33 | 0.5 | B-Line | 16x16x6 Gray Screw Cover PB w/KO | E
16164 SC NK | Enclosures and Cabinets | 37.29 | 15% | 42.88 | 0.375 | B-Line | 16x16x4 Gray Screw Cover PB no/KO | E
16164 SC | Enclosures and Cabinets | 37.29 | 15% | 42.88 | 0.375 | B-Line | 16x16x4 Gray Screw Cover PB w/KO | E
16148-12CHC | Enclosures and Cabinets | 101.79 | 15% | 117.06 | 0.5 | B-Line | 16x14x8 Hinge Cover Box-N12/13 | E
16146-4XSCHC | Enclosures and Cabinets | 416.61 | 15% | 479.1 | 0.5625 | B-Line | 16x14x6 Hinge Cover Box-N4X St Stl | E
16146-4XACHC | Enclosures and Cabinets | 232.47 | 15% | 267.34 | 0.5625 | B-Line | 16x14x6 Hinge Cover Box-N4X Alum | E
16146-12CHQRC | Enclosures and Cabinets | 98.82 | 15% | 113.64 | 0.5625 | B-Line | 16x14x6 Quick Release Cvr Box-N12 | E
16146-12CHC | Enclosures and Cabinets | 91.8 | 15% | 105.57 | 0.5 | B-Line | 16x14x6 Hinge Cover Box-N12/13 | E
161410-12CHC | Enclosures and Cabinets | 115.56 | 15% | 132.89 | 0.5 | B-Line | 16x14x10 Hinge Cover Box-N12/13 | E
16128-4XS | Enclosures and Cabinets | 353.16 | 15% | 406.13 | 0.625 | B-Line | 16x12x8 Enclosure-N4X St Steel | E
16128-4XA | Enclosures and Cabinets | 487.89 | 15% | 561.07 | 0.625 | B-Line | 16x12x8 Enclosure-N4X Aluminum | E
16128-4 | Enclosures and Cabinets | 237.6 | 15% | 273.24 | 0.625 | B-Line | 16x12x8 Enclosure-N4 | E
16128-12 | Enclosures and Cabinets | 185.49 | 15% | 213.31 | 0.625 | B-Line | 16x12x8 Enclosure-N12/13 | E
16128-1 | Enclosures and Cabinets | 109.89 | 15% | 126.37 | 0.625 | B-Line | 16x12x8 Large Enclosure-N1 | E
16128 SC NK | Enclosures and Cabinets | 40.06 | 15% | 46.07 | 0.5 | B-Line | 16x12x8 Gray Screw Cover PB no/KO | E
16128 SC | Enclosures and Cabinets | 40.06 | 15% | 46.07 | 0.5 | B-Line | 16x12x8 Gray Screw Cover PB w/KO | E
16126RHC | Enclosures and Cabinets | 83.43 | 15% | 95.94 | 0.5 | B-Line | 16x12x6 Large Enclosure-N3R | E
16126-4XS | Enclosures and Cabinets | 486.81 | 15% | 559.83 | 0.5 | B-Line | 16x12x6 Enclosure-N4X St Steel | E
16126-4XA | Enclosures and Cabinets | 383.4 | 15% | 440.91 | 0.5 | B-Line | 16x12x6 Enclosure-N4X Aluminum | E
16126-4 | Enclosures and Cabinets | 226.26 | 15% | 260.2 | 0.5 | B-Line | 16x12x6 Enclosure-N4 | E
16126-12TE | Enclosures and Cabinets | 246.78 | 15% | 283.8 | 0.5 | B-Line | 16x12x6 Terminal Enclosure-N12 | E
16126-12 | Enclosures and Cabinets | 176.58 | 15% | 203.07 | 0.5 | B-Line | 16x12x6 Enclosure-N12/13 | E
16126-1 | Enclosures and Cabinets | 99.09 | 15% | 113.95 | 0.5 | B-Line | 16x12x6 Large Enclosure-N1 | E
16126 WPSC | Enclosures and Cabinets | 100.44 | 15% | 115.51 | 0.4375 | B-Line | 16x12x6 Screw Cover Enclosure-N3 | E
16126 TCS | Enclosures and Cabinets | 106.65 | 15% | 122.65 | 0.5 | B-Line | 16x12x6 Surface Phone Cabinet-N1 | E
16126 TCF | Enclosures and Cabinets | 106.65 | 15% | 122.65 | 0.5 | B-Line | 16x12x6 Flush Phone Cabinet-N1 | E
16126 SC NK | Enclosures and Cabinets | 34.77 | 15% | 39.99 | 0.5 | B-Line | 16x12x6 Gray Screw Cover PB no/KO | E
16126 SC | Enclosures and Cabinets | 34.77 | 15% | 39.99 | 0.5 | B-Line | 16x12x6 Gray Screw Cover PB w/KO | E
16126 RTSC NK | Enclosures and Cabinets | 54.08 | 15% | 62.19 | 0.5 | B-Line | 16x12x6 Screw Cover PB no/KO-N3R | E
16126 RTSC | Enclosures and Cabinets | 54.08 | 15% | 62.19 | 0.5 | B-Line | 16x12x6 Screw Cover PB w/KO-N3R | E
16124 TCS | Enclosures and Cabinets | 89.91 | 15% | 103.4 | 0.375 | B-Line | 16x12x4 Surface Phone Cabinet-N1 | E
16124 TCF | Enclosures and Cabinets | 89.91 | 15% | 103.4 | 0.375 | B-Line | 16x12x4 Flush Phone Cabinet-N1 | E
16124 SC NK | Enclosures and Cabinets | 31.24 | 15% | 35.93 | 0.375 | B-Line | 16x12x4 Gray Screw Cover PB no/KO | E
16124 SC | Enclosures and Cabinets | 31.24 | 15% | 35.93 | 0.375 | B-Line | 16x12x4 Gray Screw Cover PB w/KO | E
16124 RTSC NK | Enclosures and Cabinets | 47.32 | 15% | 54.42 | 0.375 | B-Line | 16x12x4 Screw Cover PB no/KO-N3R | E
16124 RTSC | Enclosures and Cabinets | 47.32 | 15% | 54.42 | 0.375 | B-Line | 16x12x4 Screw Cover PB w/KO-N3R | E
16124 PBRTC | Enclosures and Cabinets | 145.26 | 15% | 167.05 | 0.375 | B-Line | 16x12x4 Phone Cabinet-N3R | E
161210-12 | Enclosures and Cabinets | 199.53 | 15% | 229.46 | 0.5 | B-Line | 16x12x10 Enclosure-N12/13 | E
1612 TCS | Enclosures and Cabinets | 45.09 | 15% | 51.85 | 0.25 | B-Line | 16x12 Phone Cabinet Surface Cover | E
1612 TCF | Enclosures and Cabinets | 45.09 | 15% | 51.85 | 0.25 | B-Line | 16x12 Phone Cabinet Flush Cover | E
16106-12CHC | Enclosures and Cabinets | 78.84 | 15% | 90.67 | 0.5 | B-Line | 16x10x6 Hinge Cover Box-N12/13 | E
1486-12CHC | Enclosures and Cabinets | 66.15 | 15% | 76.07 | 0.425 | B-Line | 14x8x6 Hinge Cover Box-N12/13 | E
14246 RTHC | Enclosures and Cabinets | 60.44 | 15% | 69.51 | 0.75 | Circle AW | 24x14x6 Hinge Cover Box w/KO-N3R | E
14128-12CHC | Enclosures and Cabinets | 89.37 | 15% | 102.78 | 0.5 | B-Line | 14x12x8 Hinge Cover Box-N12/13 | E
14126-4XSCHC | Enclosures and Cabinets | 360.18 | 15% | 414.21 | 0.5 | B-Line | 14x12x6 Hinge Cover Box-N4X St Stl | E
14126-4XACHC | Enclosures and Cabinets | 201.69 | 15% | 231.94 | 0.5 | B-Line | 14x12x6 Hinge Cover Box-N4X Alum | E
14126-12CHSC | Enclosures and Cabinets | 89.1 | 15% | 102.47 | 0.5 | B-Line | 14x12x6 Hinge Screw Cvr Box-N12/13 | E
14126-12CHQRC | Enclosures and Cabinets | 84.51 | 15% | 97.19 | 0.5 | B-Line | 14x12x6 Quick Release Cvr Box-N12 | E
14126-12CHC | Enclosures and Cabinets | 78.03 | 15% | 89.73 | 0.5 | B-Line | 14x12x6 Hinge Cover Box-N12/13 | E
14126-1 | Enclosures and Cabinets | 83.3 | 15% | 95.8 | 0.4375 | B-Line | 14x12x6 Small Enclosure-N1 | E
14124-1 | Enclosures and Cabinets | 73.44 | 15% | 84.46 | 0.4375 | B-Line | 14x12x4 Small Enclosure-N1 | E
1286 WPSC | Enclosures and Cabinets | 69.66 | 15% | 80.11 | 0.4375 | B-Line | 12x8x6 Screw Cover Enclosure-N3 | E
1286 TCS | Enclosures and Cabinets | 71.82 | 15% | 82.59 | 0.3125 | B-Line | 12x8x6 Surface Phone Cabinet-N1 | E
1286 TCF | Enclosures and Cabinets | 71.82 | 15% | 82.59 | 0.3125 | B-Line | 12x8x6 Flush Phone Cabinet-N1 | E
1286 SC NK | Enclosures and Cabinets | 22.35 | 15% | 25.7 | 0.3125 | B-Line | 12x8x6 Gray Screw Cover PB no/KO | E
1286 SC | Enclosures and Cabinets | 22.35 | 15% | 25.7 | 0.3125 | B-Line | 12x8x6 Gray Screw Cover PB w/KO | E
1286 RTSC NK | Enclosures and Cabinets | 22.54 | 15% | 25.92 | 0.3125 | Circle AW | 12x8x6 Screw Cover PB no/KO-N3R | E
1286 RTSC | Enclosures and Cabinets | 32.5 | 15% | 37.38 | 0.3125 | B-Line | 12x8x6 Screw Cover PB w/KO-N3R | E
1284 TCS | Enclosures and Cabinets | 60.75 | 15% | 69.86 | 0.3125 | B-Line | 12x8x4 Surface Phone Cabinet-N1 | E
1284 TCF | Enclosures and Cabinets | 60.75 | 15% | 69.86 | 0.3125 | B-Line | 12x8x4 Flush Phone Cabinet-N1 | E
1284 RTSC NK | Enclosures and Cabinets | 27.82 | 15% | 31.99 | 0.25 | B-Line | 12x8x4 Screw Cover PB no/KO-N3R | E
1284 RTSC | Enclosures and Cabinets | 27.82 | 15% | 31.99 | 0.25 | B-Line | 12x8x4 Screw Cover PB w/KO-N3R | E
1266 SC NK | Enclosures and Cabinets | 19.45 | 15% | 22.37 | 0.25 | B-Line | 12x6x6 Gray Screw Cover PB no/KO | E
1266 SC | Enclosures and Cabinets | 19.45 | 15% | 22.37 | 0.25 | B-Line | 12x6x6 Gray Screw Cover PB w/KO | E
1264-12CHC | Enclosures and Cabinets | 48.06 | 15% | 55.27 | 0.375 | B-Line | 12x6x4 Hinge Cover Box-N12/13 | E
1264 SC NK | Enclosures and Cabinets | 16.44 | 15% | 18.91 | 0.25 | B-Line | 12x6x4 Gray Screw Cover PB no/KO | E
1264 SC | Enclosures and Cabinets | 15.46 | 15% | 17.78 | 0.25 | B-Line | 12x6x4 Gray Screw Cover PB w/KO | E
12246-12 | Enclosures and Cabinets | 204.66 | 15% | 235.36 | 0.625 | B-Line | 12x24x6 Enclosure-N12/13 | E
12244 | Enclosures and Cabinets | 62.01 | 15% | 71.31 | 1 | Square D | 12x24x4 Phone Cabinet w/Cover | E
12184 | Enclosures and Cabinets | 58.63 | 15% | 67.42 | 0.75 | Square D | 12x18x4 Phone Cabinet w/Cover | E
12164 | Enclosures and Cabinets | 53.53 | 15% | 61.56 | 0.625 | Square D | 12x16x4 Phone Cabinet w/Cover | E
12128-1 | Enclosures and Cabinets | 85.34 | 15% | 98.14 | 0.5 | B-Line | 12x12x8 Small Enclosure-N1 | E
12128 WPSC | Enclosures and Cabinets | 108.27 | 15% | 124.51 | 0.625 | B-Line | 12x12x8 Screw Cover Enclosure-N3 | E
12128 SC NK | Enclosures and Cabinets | 28.72 | 15% | 33.03 | 0.4375 | B-Line | 12x12x8 Gray Screw Cover PB no/KO | E
12128 SC | Enclosures and Cabinets | 28.72 | 15% | 33.03 | 0.4375 | B-Line | 12x12x8 Gray Screw Cover PB w/KO | E
12128 RTSC NK | Enclosures and Cabinets | 47.58 | 15% | 54.72 | 0.4375 | B-Line | 12x12x8 Screw Cover PB no/KO-N3R | E
12128 RTSC | Enclosures and Cabinets | 47.58 | 15% | 54.72 | 0.4375 | B-Line | 12x12x8 Screw Cover PB w/KO-N3R | E
12126RHC | Enclosures and Cabinets | 82.62 | 15% | 95.01 | 0.4375 | B-Line | 12x12x6 Small Enclosure-N3R | E
12126-4XSCHC | Enclosures and Cabinets | 320.22 | 15% | 368.25 | 0.4375 | B-Line | 12x12x6 Hinge Cover Box-N4X St Stl | E
12126-4XACHC | Enclosures and Cabinets | 192.24 | 15% | 221.08 | 0.4375 | B-Line | 12x12x6 Hinge Cover Box-N4X Alum | E
12126-12CHSC | Enclosures and Cabinets | 81.54 | 15% | 93.77 | 0.4375 | B-Line | 12x12x6 Hinge Screw Cvr Box-N12/13 | E
12126-12CHC | Enclosures and Cabinets | 61.02 | 15% | 70.17 | 0.4375 | B-Line | 12x12x6 Hinge Cover Box-N12/13 | E
12126-1 | Enclosures and Cabinets | 76.5 | 15% | 87.98 | 0.425 | B-Line | 12x12x6 Small Enclosure-N1 | E
12126 WPSC | Enclosures and Cabinets | 87.48 | 15% | 100.6 | 0.4375 | B-Line | 12x12x6 Screw Cover Enclosure-N3 | E
12126 TCS | Enclosures and Cabinets | 87.75 | 15% | 100.91 | 0.4375 | B-Line | 12x12x6 Surface Phone Cabinet-N1 | E
12126 TCF | Enclosures and Cabinets | 87.75 | 15% | 100.91 | 0.4375 | B-Line | 12x12x6 Flush Phone Cabinet-N1 | E
12126 SC NK | Enclosures and Cabinets | 25.95 | 15% | 29.84 | 0.4375 | B-Line | 12x12x6 Gray Screw Cover PB no/KO | E
12126 SC | Enclosures and Cabinets | 25.7 | 15% | 29.56 | 0.4375 | B-Line | 12x12x6 Gray Screw Cover PB w/KO | E
12126 RTSC NK | Enclosures and Cabinets | 41.08 | 15% | 47.24 | 0.4375 | B-Line | 12x12x6 Screw Cover PB no/KO-N3R | E
12126 RTSC | Enclosures and Cabinets | 41.08 | 15% | 47.24 | 0.4375 | B-Line | 12x12x6 Screw Cover PB w/KO-N3R | E
12126 RTHC NK | Enclosures and Cabinets | 66.15 | 15% | 76.07 | 0.4375 | B-Line | 12x12x6 Hinge Cover Box no/KO-N3R | E
12126 RTHC | Enclosures and Cabinets | 66.15 | 15% | 76.07 | 0.4375 | B-Line | 12x12x6 Hinge Cover Box w/KO-N3R | E
12126 RTC | Enclosures and Cabinets | 121.23 | 15% | 139.41 | 0.4375 | B-Line | 12x12x6 Phone Cabinet-N3R | E
12126 PBRTC | Enclosures and Cabinets | 137.7 | 15% | 158.36 | 0.4375 | B-Line | 12x12x6 Phone Cabinet-N3R | E
12126 HC | Enclosures and Cabinets | 30.24 | 15% | 34.78 | 0.4375 | B-Line | 12x12x6 Hinge Cover Box-N1 | E
12124-1 | Enclosures and Cabinets | 67.32 | 15% | 77.42 | 0.4375 | B-Line | 12x12x4 Small Enclosure-N1 | E
12124 WPSC | Enclosures and Cabinets | 73.17 | 15% | 84.15 | 0.375 | B-Line | 12x12x4 Screw Cover Enclosure-N3 | E
12124 TCS | Enclosures and Cabinets | 76.68 | 15% | 88.18 | 0.375 | B-Line | 12x12x4 Surface Phone Cabinet-N1 | E
12124 TCF | Enclosures and Cabinets | 76.68 | 15% | 88.18 | 0.375 | B-Line | 12x12x4 Flush Phone Cabinet-N1 | E
12124 SC NK | Enclosures and Cabinets | 22.05 | 15% | 25.36 | 0.375 | B-Line | 12x12x4 Gray Screw Cover PB no/KO | E
12124 SC | Enclosures and Cabinets | 22.05 | 15% | 25.36 | 0.375 | B-Line | 12x12x4 Gray Screw Cover PB w/KO | E
12124 RTSC NK | Enclosures and Cabinets | 35.36 | 15% | 40.66 | 0.375 | B-Line | 12x12x4 Screw Cover PB no/KO-N3R | E
12124 RTSC | Enclosures and Cabinets | 35.36 | 15% | 40.66 | 0.375 | B-Line | 12x12x4 Screw Cover PB w/KO-N3R | E
12124 RTHC NK | Enclosures and Cabinets | 57.24 | 15% | 65.83 | 0.375 | B-Line | 12x12x4 Hinge Cover Box no/KO-N3R | E
12124 RTHC | Enclosures and Cabinets | 57.24 | 15% | 65.83 | 0.375 | B-Line | 12x12x4 Hinge Cover Box w/KO-N3R | E
12124 PBRTC | Enclosures and Cabinets | 83.39 | 15% | 95.9 | 0.375 | Circle AW | 12x12x4 Phone Cabinet-N3R | E
12124 HC | Enclosures and Cabinets | 28.62 | 15% | 32.91 | 0.375 | B-Line | 12x12x4 Hinge Cover Box-N1 | E
12124 | Enclosures and Cabinets | 46.74 | 15% | 53.75 | 0.625 | Square D | 12x12x4 Phone Cabinet w/Cover | E
1212 TCS | Enclosures and Cabinets | 34.83 | 15% | 40.05 | 0.25 | B-Line | 12x12 Phone Cabinet Surface Cover | E
1212 TCF | Enclosures and Cabinets | 38.34 | 15% | 44.09 | 0.25 | B-Line | 12x12 Phone Cabinet Flush Cover | E
12108-12CHC | Enclosures and Cabinets | 75.06 | 15% | 86.32 | 0.5 | B-Line | 12x10x8 Hinge Cover Box-N12/13 | E
12106RHC | Enclosures and Cabinets | 74.8 | 15% | 86.02 | 0.4375 | B-Line | 12x10x6 Small Enclosure-N3R | E
12106-4XSCHC | Enclosures and Cabinets | 290.25 | 15% | 333.79 | 0.4375 | B-Line | 12x10x6 Hinge Cover Box-N4X St Stl | E
12106-4XACHC | Enclosures and Cabinets | 177.39 | 15% | 204 | 0.4375 | B-Line | 12x10x6 Hinge Cover Box-N4X Alum | E
12106-12CHSC | Enclosures and Cabinets | 75.06 | 15% | 86.32 | 0.4375 | B-Line | 12x10x6 Hinge Screw Cvr Box-N12/13 | E
12106-1 | Enclosures and Cabinets | 70.04 | 15% | 80.55 | 0.4375 | B-Line | 12x10x6 Small Enclosure-N1 | E
12106 TCS | Enclosures and Cabinets | 78.57 | 15% | 90.36 | 0.375 | B-Line | 12x10x6 Surface Phone Cabinet-N1 | E
12106 TCF | Enclosures and Cabinets | 78.57 | 15% | 90.36 | 0.375 | B-Line | 12x10x6 Flush Phone Cabinet-N1 | E
12106 SC NK | Enclosures and Cabinets | 25.2 | 15% | 28.98 | 0.375 | B-Line | 12x10x6 Gray Screw Cover PB no/KO | E
12106 SC | Enclosures and Cabinets | 25.2 | 15% | 28.98 | 0.375 | B-Line | 12x10x6 Gray Screw Cover PB w/KO | E
12106 RTSC NK | Enclosures and Cabinets | 36.92 | 15% | 42.46 | 0.375 | B-Line | 12x10x6 Screw Cover PB no/KO-N3R | E
12106 RTSC | Enclosures and Cabinets | 36.92 | 15% | 42.46 | 0.375 | B-Line | 12x10x6 Screw Cover PB w/KO-N3R | E
12105-12CHQRC | Enclosures and Cabinets | 66.69 | 15% | 76.69 | 0.4375 | B-Line | 12x10x5 Quick Release Cvr Box-N12 | E
12105-12CHC | Enclosures and Cabinets | 61.56 | 15% | 70.79 | 0.4375 | B-Line | 12x10x5 Hinge Cover Box-N12/13 | E
12104-12CHSC | Enclosures and Cabinets | 65.34 | 15% | 75.14 | 0.4375 | B-Line | 12x10x4 Hinge Screw Cvr Box-N12/13 | E
12104-1 | Enclosures and Cabinets | 61.54 | 15% | 70.77 | 0.375 | B-Line | 12x10x4 Small Enclosure-N1 | E
12104 TCS | Enclosures and Cabinets | 70.2 | 15% | 80.73 | 0.3125 | B-Line | 12x10x4 Surface Phone Cabinet-N1 | E
12104 TCF | Enclosures and Cabinets | 70.2 | 15% | 80.73 | 0.3125 | B-Line | 12x10x4 Flush Phone Cabinet-N1 | E
12104 SC NK | Enclosures and Cabinets | 19.84 | 15% | 22.82 | 0.3125 | B-Line | 12x10x4 Gray Screw Cover PB no/KO | E
12104 SC | Enclosures and Cabinets | 19.84 | 15% | 22.82 | 0.3125 | B-Line | 12x10x4 Gray Screw Cover PB w/KO | E
12104 RTSC NK | Enclosures and Cabinets | 31.98 | 15% | 36.78 | 0.3125 | B-Line | 12x10x4 Screw Cover PB no/KO-N3R | E
12104 RTSC | Enclosures and Cabinets | 31.98 | 15% | 36.78 | 0.3125 | B-Line | 12x10x4 Screw Cover PB w/KO-N3R | E
12104 HC | Enclosures and Cabinets | 25.6 | 15% | 29.44 | 0.3125 | B-Line | 12x10x4 Hinge Cover Box-N1 | E
1210 TCS | Enclosures and Cabinets | 34.83 | 15% | 40.05 | 0.25 | B-Line | 12x10 Phone Cabinet Surface Cover | E
1210 TCF | Enclosures and Cabinets | 34.83 | 15% | 40.05 | 0.25 | B-Line | 12x10 Phone Cabinet Flush Cover | E
1086RHC | Enclosures and Cabinets | 61.54 | 15% | 70.77 | 0.4375 | B-Line | 10x8x6 Small Enclosure-N3R | E
1086-12CHSC | Enclosures and Cabinets | 61.02 | 15% | 70.17 | 0.375 | B-Line | 10x8x6 Hinge Screw Cvr Box-N12/13 | E
1086-12CHC | Enclosures and Cabinets | 54.27 | 15% | 62.41 | 0.375 | B-Line | 10x8x6 Hinge Cover Box-N12/13 | E
1086-1 | Enclosures and Cabinets | 58.82 | 15% | 67.64 | 0.4375 | B-Line | 10x8x6 Small Enclosure-N1 | E
1086 SC NK | Enclosures and Cabinets | 19.55 | 15% | 22.48 | 0.3125 | B-Line | 10x8x6 Gray Screw Cover PB no/KO | E
1086 SC | Enclosures and Cabinets | 19.55 | 15% | 22.48 | 0.3125 | B-Line | 10x8x6 Gray Screw Cover PB w/KO | E
1086 RTSC NK | Enclosures and Cabinets | 29.12 | 15% | 33.49 | 0.3125 | B-Line | 10x8x6 Screw Cover PB no/KO-N3R | E
1086 RTSC | Enclosures and Cabinets | 29.12 | 15% | 33.49 | 0.3125 | B-Line | 10x8x6 Screw Cover PB w/KO-N3R | E
1084-4XSCHC | Enclosures and Cabinets | 207.09 | 15% | 238.15 | 0.3125 | B-Line | 10x8x4 Hinge Cover Box-N4X St Stl | E
1084-4XACHX | Enclosures and Cabinets | 108.39 | 15% | 124.65 | 0.3125 | Circle AW | 10x8x4 Hinge Cover Box-N4X Alum | E
1084-12CHSC | Enclosures and Cabinets | 54.81 | 15% | 63.03 | 0.3125 | B-Line | 10x8x4 Hinge Screw Cvr Box-N12/13 | E
1084-12CHQRC | Enclosures and Cabinets | 52.11 | 15% | 59.93 | 0.3125 | B-Line | 10x8x4 Quick Release Cvr Box-N12 | E
1084-12CHC | Enclosures and Cabinets | 48.06 | 15% | 55.27 | 0.3125 | B-Line | 10x8x4 Hinge Cover Box-N12/13 | E
1084-1 | Enclosures and Cabinets | 51 | 15% | 58.65 | 0.3125 | B-Line | 10x8x4 Small Enclosure-N1 | E
1084 WPSC | Enclosures and Cabinets | 49.68 | 15% | 57.13 | 0.3125 | B-Line | 10x8x4 Screw Cover Enclosure-N3 | E
1084 SC NK | Enclosures and Cabinets | 15.29 | 15% | 17.58 | 0.25 | B-Line | 10x8x4 Gray Screw Cover PB no/KO | E
1084 SC | Enclosures and Cabinets | 15.29 | 15% | 17.58 | 0.25 | B-Line | 10x8x4 Gray Screw Cover PB w/KO | E
1084 RTSC NK | Enclosures and Cabinets | 24.76 | 15% | 28.47 | 0.25 | B-Line | 10x8x4 Screw Cover PB no/KO-N3R | E
1084 RTSC | Enclosures and Cabinets | 24.75 | 15% | 28.46 | 0.25 | B-Line | 10x8x4 Screw Cover PB w/KO-N3R | E
10106-12CHSC | Enclosures and Cabinets | 68.58 | 15% | 78.87 | 0.4375 | B-Line | 10x10x6 Hinge Screw Cvr Box-N12/13 | E
10106-12CHC | Enclosures and Cabinets | 59.94 | 15% | 68.93 | 0.4375 | B-Line | 10x10x6 Hinge Cover Box-N12/13 | E
10106 WPSC | Enclosures and Cabinets | 75.33 | 15% | 86.63 | 0.375 | B-Line | 10x10x6 Screw Cover Enclosure-N3 | E
10106 TCS | Enclosures and Cabinets | 71.82 | 15% | 82.59 | 0.375 | B-Line | 10x10x6 Surface Phone Cabinet-N1 | E
10106 TCF | Enclosures and Cabinets | 71.82 | 15% | 82.59 | 0.375 | B-Line | 10x10x6 Flush Phone Cabinet-N1 | E
10106 SC NK | Enclosures and Cabinets | 20.33 | 15% | 23.38 | 0.375 | B-Line | 10x10x6 Gray Screw Cover PB no/KO | E
10106 SC | Enclosures and Cabinets | 20.33 | 15% | 23.38 | 0.375 | B-Line | 10x10x6 Gray Screw Cover PB w/KO | E
10106 RTSC NK | Enclosures and Cabinets | 33.02 | 15% | 37.97 | 0.375 | B-Line | 10x10x6 Screw Cover PB no/KO-N3R | E
10106 RTSC | Enclosures and Cabinets | 33.02 | 15% | 37.97 | 0.375 | B-Line | 10x10x6 Screw Cover PB w/KO-N3R | E
10104-12CHSC | Enclosures and Cabinets | 58.05 | 15% | 66.76 | 0.375 | B-Line | 10x10x4 Hinge Screw Cvr Box-N12/13 | E
10104-1 | Enclosures and Cabinets | 56.1 | 15% | 64.52 | 0.375 | B-Line | 10x10x4 Small Enclosure-N1 | E
10104 WPSC | Enclosures and Cabinets | 61.02 | 15% | 70.17 | 0.3125 | B-Line | 10x10x4 Screw Cover Enclosure-N3 | E
10104 TCS | Enclosures and Cabinets | 61.29 | 15% | 70.48 | 0.3125 | B-Line | 10x10x4 Surface Phone Cabinet-N1 | E
10104 TCF | Enclosures and Cabinets | 61.29 | 15% | 70.48 | 0.3125 | B-Line | 10x10x4 Flush Phone Cabinet-N1 | E
10104 SC NK | Enclosures and Cabinets | 17.16 | 15% | 19.73 | 0.3125 | B-Line | 10x10x4 Gray Screw Cover PB no/KO | E
10104 SC | Enclosures and Cabinets | 17.16 | 15% | 19.73 | 0.3125 | B-Line | 10x10x4 Gray Screw Cover PB w/KO | E
10104 RTSC NK | Enclosures and Cabinets | 28.08 | 15% | 32.29 | 0.3125 | B-Line | 10x10x4 Screw Cover PB no/KO-N3R | E
10104 RTSC | Enclosures and Cabinets | 28.08 | 15% | 32.29 | 0.3125 | B-Line | 10x10x4 Screw Cover PB w/KO-N3R | E
10104 RTHC NK | Enclosures and Cabinets | 67.77 | 15% | 77.94 | 0.3125 | B-Line | 10x10x4 Hinge Cover Box no/KO-N3R | E
10104 RTHC | Enclosures and Cabinets | 67.77 | 15% | 77.94 | 0.3125 | B-Line | 10x10x4 Hinge Cover Box w/KO-N3R | E
10104 HC | Enclosures and Cabinets | 22.99 | 15% | 26.44 | 0.3125 | B-Line | 10x10x4 Hinge Cover Box-N1 | E
1010 TCS | Enclosures and Cabinets | 31.05 | 15% | 35.71 | 0.25 | B-Line | 10x10 Phone Cabinet Surface Cover | E
1010 TCF | Enclosures and Cabinets | 31.05 | 15% | 35.71 | 0.25 | B-Line | 10x10 Phone Cabinet Flush Cover | E
A615EL | ENT and Fittings | 0 | 15% | 0 | 0.125 | Carlon | ENT L-Octagon Box 3/4" KO | E
A615EJ | ENT and Fittings | 0 | 15% | 0 | 0.125 | Carlon | ENT J-Octagon Box 3/4" KO | E
A615EH | ENT and Fittings | 0 | 15% | 0 | 0.125 | Carlon | ENT Octagon Hngr Bar Box 3/4" KO | E
A615E | ENT and Fittings | 3.19 | 15% | 3.67 | 0.125 | Carlon | ENT Octagon Box 3/4" KO | E
A615DL | ENT and Fittings | 3.68 | 15% | 4.23 | 0.125 | Carlon | ENT L-Octagon Box 1/2" KO | E
A615DJ | ENT and Fittings | 6.39 | 15% | 7.35 | 0.125 | Carlon | ENT J-Octagon Box 1/2" KO | E
A615DH | ENT and Fittings | 6.71 | 15% | 7.72 | 0.125 | Carlon | ENT Octagon Hngr Bar Box 1/2" KO | E
A615DEJ | ENT and Fittings | 0 | 15% | 0 | 0.125 | Carlon | ENT J-Octagon Box 1/2"&3/4" KO | E
A615DEH | ENT and Fittings | 0 | 15% | 0 | 0.125 | Carlon | ENT Octagon Hngr Bar Box 1/2&3/4 KO | E
A615DE | ENT and Fittings | 2.62 | 15% | 3.01 | 0.125 | Carlon | ENT Octagon Box 1/2"&3/4" KO | E
A615D | ENT and Fittings | 3.09 | 15% | 3.55 | 0.125 | Carlon | ENT Octagon Box 1/2" KO | E
A58381E | ENT and Fittings | 3.08 | 15% | 3.54 | 0.125 | Carlon | 1G ENT Switch Box 3/4" KO | E
A58381D | ENT and Fittings | 2.16 | 15% | 2.48 | 0.125 | Carlon | 1G ENT Switch Box 1/2" KO | E
A540DS | ENT and Fittings | 0.31 | 15% | 0.36 | 0.025 | Carlon | ENT Box Back Wall Support | E
A5329DE | ENT and Fittings | 1.81 | 15% | 2.08 | 0.125 | Carlon | ENT 2G Box with 1/2 " Adapters | E
A521DE | ENT and Fittings | 2.11 | 15% | 2.43 | 0.125 | Carlon | 2G ENT Switch Box 1/2"&3/4" KO | E
A52171E | ENT and Fittings | 1.85 | 15% | 2.13 | 0.125 | Carlon | 2G ENT Switch Box 3/4" KO | E
A52171DE | ENT and Fittings | 2.26 | 15% | 2.6 | 0.125 | Carlon | 2G ENT Switch Box 1/2"&3/4" KO | E
A52171D | ENT and Fittings | 1.85 | 15% | 2.13 | 0.125 | Carlon | 2G ENT Switch Box 1/2" KO | E
A52151E | ENT and Fittings | 1.67 | 15% | 1.92 | 0.125 | Carlon | 2G ENT Switch Box 3/4" KO | E
A52151D | ENT and Fittings | 1.79 | 15% | 2.06 | 0.125 | Carlon | 2G ENT Switch Box 1/2" KO | E
A472 | ENT and Fittings | 1.13 | 15% | 1.3 | 0.0625 | Carlon | 5/8" Rise ENT Octagon Plaster Ring | E
A471 | ENT and Fittings | 0.94 | 15% | 1.08 | 0.0625 | Carlon | 1/2" Rise ENT Octagon Plaster Ring | E
A470D | ENT and Fittings | 0.39 | 15% | 0.45 | 0.0625 | Carlon | Blank 1/2" KO ENT Octagon Box Cover | E
A460 | ENT and Fittings | 0 | 15% | 0 | 0.0625 | Carlon | Blank ENT Octagon Cover | E
A423 | ENT and Fittings | 0 | 15% | 0 | 0.0625 | Carlon | 1" Rise 2G ENT Box Cover | E
A422 | ENT and Fittings | 0.97 | 15% | 1.12 | 0.0625 | Carlon | 3/4" Rise 2G ENT Box Cover | E
A421 | ENT and Fittings | 0.87 | 15% | 1 | 0.0625 | Carlon | 5/8" Rise 2G ENT Box Cover | E
A420 | ENT and Fittings | 0.78 | 15% | 0.9 | 0.0625 | Carlon | 1/2" Rise 2G ENT Box Cover | E
A414 | ENT and Fittings | 0.98 | 15% | 1.13 | 0.0625 | Carlon | 1-1/4"Rise 1G ENT Box Cover | E
A413 | ENT and Fittings | 0.75 | 15% | 0.86 | 0.0625 | Carlon | 1"Rise 1G ENT Box Cover | E
A412 | ENT and Fittings | 0.7 | 15% | 0.81 | 0.0625 | Carlon | 3/4"Rise 1G ENT Box Cover | E
A411 | ENT and Fittings | 0.66 | 15% | 0.76 | 0.0625 | Carlon | 5/8"Rise 1G ENT Box Cover | E
A410 | ENT and Fittings | 0.56 | 15% | 0.64 | 0.0625 | Carlon | 1/2"Rise 1G ENT Box Cover | E
A400 | ENT and Fittings | 0.5 | 15% | 0.58 | 0.0625 | Carlon | Blank 2G ENT Box Cover | E
A253F | ENT and Fittings | 1.27 | 15% | 1.46 | 0.025 | Carlon | 1" ENT Snap-In Adapter | E
A253E | ENT and Fittings | 0.83 | 15% | 0.95 | 0.025 | Carlon | 3/4" ENT Snap-In Adapter | E
A253D | ENT and Fittings | 0.47 | 15% | 0.54 | 0.025 | Carlon | 1/2" ENT Snap-In Adapter | E
A243F | ENT and Fittings | 1.27 | 15% | 1.46 | 0.0375 | Carlon | 1" ENT Locknut Connector | E
A243E | ENT and Fittings | 1.19 | 15% | 1.37 | 0.0375 | Carlon | 3/4" ENT Locknut Connector | E
A243D | ENT and Fittings | 0.53 | 15% | 0.61 | 0.0375 | Carlon | 1/2" ENT Locknut Connector | E
A240F | ENT and Fittings | 1.09 | 15% | 1.25 | 0.025 | Carlon | 1" ENT Snap-In Coupling | E
A240E | ENT and Fittings | 0.58 | 15% | 0.67 | 0.025 | Carlon | 3/4" ENT Snap-In Coupling | E
A240D | ENT and Fittings | 0.44 | 15% | 0.51 | 0.025 | Carlon | 1/2" ENT Snap-In Coupling | E
7090 | ENT and Fittings | 0.79 | 15% | 0.91 | 0.025 | Raco | ENT Box Partition | E
7080 | ENT and Fittings | 0.61 | 15% | 0.7 | 0.0625 | Raco | Blank 1G ENT Box Cover | E
7076 | ENT and Fittings | 0.89 | 15% | 1.02 | 0.0625 | Raco | 5/8" Rise 2G ENT Box Cover | E
7075 | ENT and Fittings | 0.9 | 15% | 1.04 | 0.0625 | Raco | 1/2" Rise 2G ENT Box Cover | E
7071 | ENT and Fittings | 0.99 | 15% | 1.14 | 0.0625 | Raco | 5/8" Rise 1G ENT Box Cover | E
7070 | ENT and Fittings | 0.62 | 15% | 0.71 | 0.0625 | Raco | 1/2" Rise 1G ENT Box Cover | E
7054 | ENT and Fittings | 1.33 | 15% | 1.53 | 0.125 | Raco | 4" Sq 2G ENT Box 1/2"&3/4" KO | E
7053 | ENT and Fittings | 0.78 | 15% | 0.9 | 0.125 | Raco | 4"Sq ENT Box 1/2" KO | E
7052 | ENT and Fittings | 1.02 | 15% | 1.17 | 0.125 | Raco | ENT Octagon Ceiling Box | E
7051 | ENT and Fittings | 2.39 | 15% | 2.75 | 0.125 | Raco | ENT Octagon Set-up Box | E
7013 | ENT and Fittings | 0.14 | 15% | 0.16 | 0.025 | Raco | 3/4" ENT Snap-in Connector | E
12008-100 | ENT and Fittings | 0.61 | 15% | 0.7 | 0.0375 | Carlon | 1" ENT - Blue | E
12007-100 | ENT and Fittings | 0.41 | 15% | 0.47 | 0.025 | Carlon | 3/4" ENT - Blue | E
12005-200 | ENT and Fittings | 0.29 | 15% | 0.33 | 0.025 | Carlon | 1/2" ENT - Blue | E
98701071430 | Fire Alarm | 24 | 15% | 27.6 | 0.125 | Fire Alarm System | F/A 2G Surface Back Box | E
98701071425 | Fire Alarm | 19 | 15% | 21.85 | 0.125 | Fire Alarm System | F/A 1G Surface Back Box | E
98701071420 | Fire Alarm | 0 | 15% | 0 | 0.0625 | Fire Alarm System | F/A Wire Terminations | E
98701071410 | Fire Alarm | 152 | 15% | 174.8 | 2.5 | Fire Alarm System | F/A Dual Monitor Module | E
98701071405 | Fire Alarm | 395 | 15% | 454.25 | 2.5 | Fire Alarm System | F/A Digital Communicator | E
98701071400 | Fire Alarm | 414 | 15% | 476.1 | 0.75 | Fire Alarm System | F/A Transceiver | E
98701071395 | Fire Alarm | 242 | 15% | 278.3 | 0.75 | Fire Alarm System | F/A Transformer | E
98701071390 | Fire Alarm | 277 | 15% | 318.55 | 1 | Fire Alarm System | F/A Transponder | E
98701071385 | Fire Alarm | 269 | 15% | 309.35 | 1.5 | Fire Alarm System | F/A Transmitter | E
98701071380 | Fire Alarm | 1866 | 15% | 2145.9 | 1.25 | Fire Alarm System | F/A Printer | E
98701071375 | Fire Alarm | 13609 | 15% | 15650.35 | 3 | Fire Alarm System | F/A Status Command | E
98701071370 | Fire Alarm | 26962 | 15% | 31006.3 | 3 | Fire Alarm System | F/A Central Processor | E
98701071365 | Fire Alarm | 6 | 15% | 6.9 | 0.125 | Fire Alarm System | F/A EOL Resistor | E
98701071360 | Fire Alarm | 268.8 | 15% | 309.12 | 0.5 | Fire Alarm System | F/A Tamper Switch | E
98701071355 | Fire Alarm | 504 | 15% | 579.6 | 0.5 | Fire Alarm System | F/A Flow Switch | E
98701071350 | Fire Alarm | 28 | 15% | 32.2 | 0.5 | Fire Alarm System | F/A Relay | E
98701071345 | Fire Alarm | 691 | 15% | 794.65 | 1.25 | Fire Alarm System | F/A Battery Charger | E
98701071340 | Fire Alarm | 247 | 15% | 284.05 | 5 | Fire Alarm System | F/A Batteries | E
98701071335 | Fire Alarm | 550 | 15% | 632.5 | 1.25 | Fire Alarm System | F/A Power Supply | E
98701071330 | Fire Alarm | 13420 | 15% | 15433 | 5.5 | Fire Alarm System | 220W F/A Voice Evac Panel | E
98701071325 | Fire Alarm | 10066 | 15% | 11575.9 | 3.75 | Fire Alarm System | 150W F/A Voice Evac Panel | E
98701071320 | Fire Alarm | 8171 | 15% | 9396.65 | 3 | Fire Alarm System | 100W F/A Voice Evac Panel | E
98701071315 | Fire Alarm | 3097 | 15% | 3561.55 | 2.25 | Fire Alarm System | 50W F/A Voice Evac Panel | E
98701071310 | Fire Alarm | 3097 | 15% | 3561.55 | 1.5 | Fire Alarm System | 25W F/A Voice Evac Panel | E
98701071305 | Fire Alarm | 211 | 15% | 242.65 | 1 | Fire Alarm System | F/A Zone Module | E
98701071300 | Fire Alarm | 13614 | 15% | 15656.1 | 7.5 | Fire Alarm System | 636 Point F/A Control Panel | E
98701071295 | Fire Alarm | 7999 | 15% | 9198.85 | 6 | Fire Alarm System | 198 Point F/A Control Panel | E
98701071290 | Fire Alarm | 3134 | 15% | 3604.1 | 4.25 | Fire Alarm System | 128 Point F/A Control Panel | E
98701071285 | Fire Alarm | 5491 | 15% | 6314.65 | 3.25 | Fire Alarm System | 87 Point F/A Control Panel | E
98701071280 | Fire Alarm | 2842 | 15% | 3268.3 | 2.25 | Fire Alarm System | 32 Point F/A Control Panel | E
98701071275 | Fire Alarm | 1021 | 15% | 1174.15 | 6.75 | Fire Alarm System | 48 Zone F/A Annunciator | E
98701071270 | Fire Alarm | 802 | 15% | 922.3 | 5.5 | Fire Alarm System | 24 Zone F/A Annunciator | E
98701071265 | Fire Alarm | 724 | 15% | 832.6 | 4 | Fire Alarm System | 16 Zone F/A Annunciator | E
98701071260 | Fire Alarm | 619 | 15% | 711.85 | 2.75 | Fire Alarm System | 12 Zone F/A Annunciator | E
98701071255 | Fire Alarm | 542 | 15% | 623.3 | 2 | Fire Alarm System | 8 Zone F/A Annunciator | E
98701071250 | Fire Alarm | 152 | 15% | 174.8 | 0.875 | Fire Alarm System | F/A Speaker WP | E
98701071245 | Fire Alarm | 121 | 15% | 139.15 | 0.75 | Fire Alarm System | F/A Speaker | E
98701071240 | Fire Alarm | 365 | 15% | 419.75 | 0.75 | Fire Alarm System | F/A Firemans Phone | E
98701071235 | Fire Alarm | 34 | 15% | 39.1 | 0.25 | Fire Alarm System | F/A Phone Jack | E
98701071230 | Fire Alarm | 179 | 15% | 205.85 | 0.5 | Fire Alarm System | F/A Door Holder | E
98701071225 | Fire Alarm | 239 | 15% | 274.85 | 0.625 | Fire Alarm System | F/A Gas Detector | E
98701071220 | Fire Alarm | 230 | 15% | 264.5 | 0.625 | Fire Alarm System | F/A Co2 Detector | E
98701071215 | Fire Alarm | 74 | 15% | 85.1 | 0.5 | Fire Alarm System | F/A Remote Indicator | E
98701071210 | Fire Alarm | 67 | 15% | 77.05 | 0.5 | Fire Alarm System | F/A Duct Detector Test Switch | E
98701071205 | Fire Alarm | 469 | 15% | 539.35 | 1 | Fire Alarm System | F/A Duct Smoke Detector | E
98701071200 | Fire Alarm | 94 | 15% | 108.1 | 0.625 | Fire Alarm System | F/A Photoelectric Dectetor | E
98701071195 | Fire Alarm | 160 | 15% | 184 | 0.625 | Fire Alarm System | F/A Thermal Detector | E
98701071190 | Fire Alarm | 137 | 15% | 157.55 | 0.625 | Fire Alarm System | F/A 120V Heat Detector | E
98701071185 | Fire Alarm | 130 | 15% | 149.5 | 0.625 | Fire Alarm System | F/A Rate of Rise Heat Detector | E
98701071180 | Fire Alarm | 130 | 15% | 149.5 | 0.625 | Fire Alarm System | F/A Fixed Heat Detector | E
98701071175 | Fire Alarm | 130 | 15% | 149.5 | 0.625 | Fire Alarm System | F/A Heat Detector | E
98701071170 | Fire Alarm | 104 | 15% | 119.6 | 0.625 | Fire Alarm System | F/A Apartment Smoke Detector | E
98701071165 | Fire Alarm | 230 | 15% | 264.5 | 0.625 | Fire Alarm System | F/A Smoke/Co2 Detector | E
98701071160 | Fire Alarm | 160 | 15% | 184 | 0.625 | Fire Alarm System | F/A 120V Smoke Detector | E
98701071155 | Fire Alarm | 106 | 15% | 121.9 | 0.625 | Fire Alarm System | F/A Low Volt Smoke Detector | E
98701071150 | Fire Alarm | 134 | 15% | 154.1 | 0.625 | Fire Alarm System | F/A Smoke Detector | E
98701071145 | Fire Alarm | 114 | 15% | 131.1 | 0.5 | Fire Alarm System | F/A Sync Strobe 110cd | E
98701071140 | Fire Alarm | 114 | 15% | 131.1 | 0.5 | Fire Alarm System | F/A Sync Strobe 75cd | E
98701071135 | Fire Alarm | 114 | 15% | 131.1 | 0.5 | Fire Alarm System | F/A Sync Strobe 30cd | E
98701071130 | Fire Alarm | 114 | 15% | 131.1 | 0.5 | Fire Alarm System | F/A Sync Strobe 15cd | E
98701071125 | Fire Alarm | 106 | 15% | 121.9 | 0.5 | Fire Alarm System | F/A Non-Sync Strobe 110cd | E
98701071120 | Fire Alarm | 106 | 15% | 121.9 | 0.5 | Fire Alarm System | F/A Non-Sync Strobe 75cd | E
98701071115 | Fire Alarm | 106 | 15% | 121.9 | 0.5 | Fire Alarm System | F/A Non-Sync Strobe 30cd | E
98701071110 | Fire Alarm | 106 | 15% | 121.9 | 0.5 | Fire Alarm System | F/A Non-Sync Strobe 15cd | E
98701071105 | Fire Alarm | 114 | 15% | 131.1 | 0.5 | Fire Alarm System | F/A Sync Audio/Visual 110cd | E
98701071100 | Fire Alarm | 114 | 15% | 131.1 | 0.5 | Fire Alarm System | F/A Sync Audio/Visual 75cd | E
98701071095 | Fire Alarm | 114 | 15% | 131.1 | 0.5 | Fire Alarm System | F/A Sync Audio/Visual 30cd | E
98701071090 | Fire Alarm | 114 | 15% | 131.1 | 0.5 | Fire Alarm System | F/A Sync Audio/Visual 15cd | E
98701071085 | Fire Alarm | 122 | 15% | 140.3 | 0.5 | Fire Alarm System | F/A Non-Sync Audio/Visual 110cd | E
98701071080 | Fire Alarm | 122 | 15% | 140.3 | 0.5 | Fire Alarm System | F/A Non-Sync Audio/Visual 75cd | E
98701071075 | Fire Alarm | 122 | 15% | 140.3 | 0.5 | Fire Alarm System | F/A Non-Sync Audio/Visual 30cd | E
98701071070 | Fire Alarm | 122 | 15% | 140.3 | 0.5 | Fire Alarm System | F/A Non-Sync Audio/Visual 15cd | E
98701071065 | Fire Alarm | 122 | 15% | 140.3 | 0.625 | Fire Alarm System | F/A Mini-Chime WP | E
98701071060 | Fire Alarm | 122 | 15% | 140.3 | 0.625 | Fire Alarm System | F/A Chime WP | E
98701071055 | Fire Alarm | 89 | 15% | 102.35 | 0.5 | Fire Alarm System | F/A Mini-Chime | E
98701071050 | Fire Alarm | 94 | 15% | 108.1 | 0.5 | Fire Alarm System | F/A Chime | E
98701071045 | Fire Alarm | 250 | 15% | 287.5 | 1.75 | Fire Alarm System | F/A Siren | E
98701071040 | Fire Alarm | 206 | 15% | 236.9 | 0.875 | Fire Alarm System | F/A Horn WP | E
98701071035 | Fire Alarm | 175 | 15% | 201.25 | 0.75 | Fire Alarm System | F/A Horn | E
98701071030 | Fire Alarm | 114 | 15% | 131.1 | 0.5 | Fire Alarm System | F/A 120V Bell WP | E
98701071025 | Fire Alarm | 108 | 15% | 124.2 | 0.5 | Fire Alarm System | F/A Low Volt Bell WP | E
98701071020 | Fire Alarm | 77 | 15% | 88.55 | 0.5 | Fire Alarm System | F/A 120V Bell | E
98701071015 | Fire Alarm | 71 | 15% | 81.65 | 0.5 | Fire Alarm System | F/A Low Volt Bell | E
98701071010 | Fire Alarm | 203 | 15% | 233.45 | 0.625 | Fire Alarm System | F/A Pull Station WP | E
98701071005 | Fire Alarm | 169 | 15% | 194.35 | 0.5 | Fire Alarm System | F/A Pull Station | E
98701070415 | Fire Alarm | 25 | 15% | 28.75 | 0.125 | Fire Alarm System | F/A 2G Surface Back Box | E
98701070410 | Fire Alarm | 19 | 15% | 21.85 | 0.125 | Fire Alarm System | F/A 1G Surface Back Box | E
98701070405 | Fire Alarm | 0 | 15% | 0 | 0.0625 | Fire Alarm System | F/A Wire Terminations | E
98701070400 | Fire Alarm | 394 | 15% | 453.1 | 2.5 | Fire Alarm System | F/A Digital Communicator | E
98701070395 | Fire Alarm | 414 | 15% | 476.1 | 0.75 | Fire Alarm System | F/A Transceiver | E
98701070390 | Fire Alarm | 242 | 15% | 278.3 | 0.75 | Fire Alarm System | F/A Transformer | E
98701070385 | Fire Alarm | 277 | 15% | 318.55 | 1 | Fire Alarm System | F/A Transponder | E
98701070380 | Fire Alarm | 259 | 15% | 297.85 | 1.5 | Fire Alarm System | F/A Transmitter | E
98701070375 | Fire Alarm | 1866 | 15% | 2145.9 | 1.25 | Fire Alarm System | F/A Printer | E
98701070370 | Fire Alarm | 13608 | 15% | 15649.2 | 3 | Fire Alarm System | F/A Status Command | E
98701070365 | Fire Alarm | 26712 | 15% | 30718.8 | 3 | Fire Alarm System | F/A Central Processor | E
98701070360 | Fire Alarm | 11 | 15% | 12.65 | 0.125 | Fire Alarm System | F/A EOL Resistor | E
98701070355 | Fire Alarm | 269 | 15% | 309.35 | 0.5 | Fire Alarm System | F/A Tamper Switch | E
98701070350 | Fire Alarm | 361 | 15% | 415.15 | 0.5 | Fire Alarm System | F/A Flow Switch | E
98701070345 | Fire Alarm | 28 | 15% | 32.2 | 0.5 | Fire Alarm System | F/A Relay | E
98701070340 | Fire Alarm | 691 | 15% | 794.65 | 1.25 | Fire Alarm System | F/A Battery Charger | E
98701070335 | Fire Alarm | 247 | 15% | 284.05 | 5 | Fire Alarm System | F/A Batteries | E
98701070330 | Fire Alarm | 551 | 15% | 633.65 | 1.25 | Fire Alarm System | F/A Power Supply | E
98701070325 | Fire Alarm | 13420 | 15% | 15433 | 5.5 | Fire Alarm System | 220W F/A Voice Evac Panel | E
98701070320 | Fire Alarm | 10066 | 15% | 11575.9 | 3.75 | Fire Alarm System | 150W F/A Voice Evac Panel | E
98701070315 | Fire Alarm | 8258 | 15% | 9496.7 | 3 | Fire Alarm System | 100W F/A Voice Evac Panel | E
98701070310 | Fire Alarm | 3096 | 15% | 3560.4 | 2.25 | Fire Alarm System | 50W F/A Voice Evac Panel | E
98701070305 | Fire Alarm | 3096 | 15% | 3560.4 | 1.5 | Fire Alarm System | 25W F/A Voice Evac Panel | E
98701070300 | Fire Alarm | 9504 | 15% | 10929.6 | 6 | Fire Alarm System | 48 Zone F/A Control Panel | E
98701070295 | Fire Alarm | 4997 | 15% | 5746.55 | 4.25 | Fire Alarm System | 24 Zone F/A Control Panel | E
98701070290 | Fire Alarm | 3696 | 15% | 4250.4 | 3.25 | Fire Alarm System | 16 Zone F/A Control Panel | E
98701070285 | Fire Alarm | 2628 | 15% | 3022.2 | 2.25 | Fire Alarm System | 12 Zone F/A Control Panel | E
98701070280 | Fire Alarm | 1842 | 15% | 2118.3 | 1.75 | Fire Alarm System | 8 Zone F/A Control Panel | E
98701070275 | Fire Alarm | 1021 | 15% | 1174.15 | 5.25 | Fire Alarm System | 48 Zone F/A Annunciator | E
98701070270 | Fire Alarm | 812 | 15% | 933.8 | 3.75 | Fire Alarm System | 24 Zone F/A Annunciator | E
98701070265 | Fire Alarm | 644 | 15% | 740.6 | 2.75 | Fire Alarm System | 16 Zone F/A Annunciator | E
98701070260 | Fire Alarm | 619 | 15% | 711.85 | 2 | Fire Alarm System | 12 Zone F/A Annunciator | E
98701070255 | Fire Alarm | 542 | 15% | 623.3 | 1.5 | Fire Alarm System | 8 Zone F/A Annunciator | E
98701070250 | Fire Alarm | 151 | 15% | 173.65 | 0.875 | Fire Alarm System | F/A Speaker WP | E
98701070245 | Fire Alarm | 121 | 15% | 139.15 | 0.75 | Fire Alarm System | F/A Speaker | E
98701070240 | Fire Alarm | 364 | 15% | 418.6 | 0.75 | Fire Alarm System | F/A Firemans Phone | E
98701070235 | Fire Alarm | 34 | 15% | 39.1 | 0.25 | Fire Alarm System | F/A Phone Jack | E
98701070230 | Fire Alarm | 179 | 15% | 205.85 | 0.5 | Fire Alarm System | F/A Door Holder | E
98701070225 | Fire Alarm | 134 | 15% | 154.1 | 0.625 | Fire Alarm System | F/A Gas Detector | E
98701070220 | Fire Alarm | 130 | 15% | 149.5 | 0.625 | Fire Alarm System | F/A Co2 Detector | E
98701070215 | Fire Alarm | 76 | 15% | 87.4 | 0.5 | Fire Alarm System | F/A Remote Indicator | E
98701070210 | Fire Alarm | 67 | 15% | 77.05 | 0.5 | Fire Alarm System | F/A Duct Detector Test Switch | E
98701070205 | Fire Alarm | 269 | 15% | 309.35 | 1 | Fire Alarm System | F/A Duct Smoke Detector | E
98701070200 | Fire Alarm | 94 | 15% | 108.1 | 0.625 | Fire Alarm System | F/A Photoelectric Dectetor | E
98701070195 | Fire Alarm | 160 | 15% | 184 | 0.625 | Fire Alarm System | F/A Thermal Detector | E
98701070190 | Fire Alarm | 62 | 15% | 71.3 | 0.625 | Fire Alarm System | F/A 120V Heat Detector | E
98701070185 | Fire Alarm | 53 | 15% | 60.95 | 0.625 | Fire Alarm System | F/A Rate of Rise Heat Detector | E
98701070180 | Fire Alarm | 53 | 15% | 60.95 | 0.625 | Fire Alarm System | F/A Fixed Heat Detector | E
98701070175 | Fire Alarm | 53 | 15% | 60.95 | 0.625 | Fire Alarm System | F/A Heat Detector | E
98701070170 | Fire Alarm | 38 | 15% | 43.7 | 0.625 | Fire Alarm System | F/A Apartment Smoke Detector | E
98701070165 | Fire Alarm | 232 | 15% | 266.8 | 0.625 | Fire Alarm System | F/A Smoke/Co2 Detector | E
98701070160 | Fire Alarm | 98 | 15% | 112.7 | 0.625 | Fire Alarm System | F/A 120V Smoke Detector | E
98701070155 | Fire Alarm | 43 | 15% | 49.45 | 0.625 | Fire Alarm System | F/A Low Volt Smoke Detector | E
98701070150 | Fire Alarm | 52 | 15% | 59.8 | 0.625 | Fire Alarm System | F/A Smoke Detector | E
98701070145 | Fire Alarm | 115 | 15% | 132.25 | 0.5 | Fire Alarm System | F/A Sync Strobe 110cd | E
98701070140 | Fire Alarm | 115 | 15% | 132.25 | 0.5 | Fire Alarm System | F/A Sync Strobe 75cd | E
98701070135 | Fire Alarm | 115 | 15% | 132.25 | 0.5 | Fire Alarm System | F/A Sync Strobe 30cd | E
98701070130 | Fire Alarm | 115 | 15% | 132.25 | 0.5 | Fire Alarm System | F/A Sync Strobe 15cd | E
98701070125 | Fire Alarm | 103 | 15% | 118.45 | 0.5 | Fire Alarm System | F/A Non-Sync Strobe 110cd | E
98701070120 | Fire Alarm | 103 | 15% | 118.45 | 0.5 | Fire Alarm System | F/A Non-Sync Strobe 75cd | E
98701070115 | Fire Alarm | 103 | 15% | 118.45 | 0.5 | Fire Alarm System | F/A Non-Sync Strobe 30cd | E
98701070110 | Fire Alarm | 103 | 15% | 118.45 | 0.5 | Fire Alarm System | F/A Non-Sync Strobe 15cd | E
98701070105 | Fire Alarm | 114 | 15% | 131.1 | 0.5 | Fire Alarm System | F/A Sync Audio/Visual 110cd | E
98701070100 | Fire Alarm | 114 | 15% | 131.1 | 0.5 | Fire Alarm System | F/A Sync Audio/Visual 75cd | E
98701070095 | Fire Alarm | 114 | 15% | 131.1 | 0.5 | Fire Alarm System | F/A Sync Audio/Visual 30cd | E
98701070090 | Fire Alarm | 114 | 15% | 131.1 | 0.5 | Fire Alarm System | F/A Sync Audio/Visual 15cd | E
98701070085 | Fire Alarm | 121 | 15% | 139.15 | 0.5 | Fire Alarm System | F/A Non-Sync Audio/Visual 110cd | E
98701070080 | Fire Alarm | 121 | 15% | 139.15 | 0.5 | Fire Alarm System | F/A Non-Sync Audio/Visual 75cd | E
98701070075 | Fire Alarm | 121 | 15% | 139.15 | 0.5 | Fire Alarm System | F/A Non-Sync Audio/Visual 30cd | E
98701070070 | Fire Alarm | 121 | 15% | 139.15 | 0.5 | Fire Alarm System | F/A Non-Sync Audio/Visual 15cd | E
98701070065 | Fire Alarm | 122 | 15% | 140.3 | 0.625 | Fire Alarm System | F/A Mini-Chime WP | E
98701070060 | Fire Alarm | 122 | 15% | 140.3 | 0.625 | Fire Alarm System | F/A Chime WP | E
98701070055 | Fire Alarm | 89 | 15% | 102.35 | 0.5 | Fire Alarm System | F/A Mini-Chime | E
98701070050 | Fire Alarm | 95 | 15% | 109.25 | 0.5 | Fire Alarm System | F/A Chime | E
98701070045 | Fire Alarm | 250 | 15% | 287.5 | 1.75 | Fire Alarm System | F/A Siren | E
98701070040 | Fire Alarm | 208 | 15% | 239.2 | 0.875 | Fire Alarm System | F/A Horn WP | E
98701070035 | Fire Alarm | 192 | 15% | 220.8 | 0.75 | Fire Alarm System | F/A Horn | E
98701070030 | Fire Alarm | 114 | 15% | 131.1 | 0.5 | Fire Alarm System | F/A 120V Bell WP | E
98701070025 | Fire Alarm | 108 | 15% | 124.2 | 0.5 | Fire Alarm System | F/A Low Volt Bell WP | E
98701070020 | Fire Alarm | 83 | 15% | 95.45 | 0.5 | Fire Alarm System | F/A 120V Bell | E
98701070015 | Fire Alarm | 79 | 15% | 90.85 | 0.5 | Fire Alarm System | F/A Low Volt Bell | E
98701070010 | Fire Alarm | 98.4 | 15% | 113.16 | 0.625 | Fire Alarm System | F/A Pull Station WP | E
98701070005 | Fire Alarm | 54 | 15% | 62.1 | 0.5 | Fire Alarm System | F/A Pull Station | E
STB-9075 | Flex Conduit Fittings | 6.05 | 15% | 6.96 | 0.0875 | Appleton | 3/4" Insul 90Dg Liquidtite Conn | E
STB-9050 | Flex Conduit Fittings | 3.22 | 15% | 3.7 | 0.075 | Appleton | 1/2" Insul 90Dg Liquidtite Conn | E
STB-90400 | Flex Conduit Fittings | 141.83 | 15% | 163.1 | 0.35 | Appleton | 4" Insul 90Dg Liquidtite Conn | E
STB-9038 | Flex Conduit Fittings | 3.2 | 15% | 3.68 | 0.075 | Appleton | 3/8" Insul 90Dg Liquidtite Conn | E
STB-90300 | Flex Conduit Fittings | 111.76 | 15% | 128.52 | 0.1875 | Appleton | 3" Insul 90Dg Liquidtite Conn | E
STB-90250 | Flex Conduit Fittings | 89.85 | 15% | 103.33 | 0.175 | Appleton | 2-1/2" Insul 90Dg Liquidtite Conn | E
STB-90200 | Flex Conduit Fittings | 23.65 | 15% | 27.2 | 0.1375 | Appleton | 2" Insul 90Dg Liquidtite Conn | E
STB-90150 | Flex Conduit Fittings | 15.53 | 15% | 17.86 | 0.125 | Appleton | 1-1/2" Insul 90Dg Liquidtite Conn | E
STB-90125 | Flex Conduit Fittings | 12.88 | 15% | 14.81 | 0.1125 | Appleton | 1-1/4" Insul 90Dg Liquidtite Conn | E
STB-90100 | Flex Conduit Fittings | 7.33 | 15% | 8.43 | 0.1 | Appleton | 1" Insul 90Dg Liquidtite Conn | E
STB-75 | Flex Conduit Fittings | 3.37 | 15% | 3.88 | 0.0875 | Appleton | 3/4" Insul Strght Liquidtite Conn | E
STB-50 | Flex Conduit Fittings | 2.15 | 15% | 2.47 | 0.075 | Appleton | 1/2" Insul Strght Liquidtite Conn | E
STB-4575 | Flex Conduit Fittings | 6.85 | 15% | 7.88 | 0.0875 | Appleton | 3/4" Insul 45Dg Liquidtite Conn | E
STB-4550 | Flex Conduit Fittings | 4.47 | 15% | 5.14 | 0.075 | Appleton | 1/2" Insul 45Dg Liquidtite Conn | E
STB-45400 | Flex Conduit Fittings | 217.9 | 15% | 250.59 | 0.35 | Appleton | 4" Insul 45Dg Liquidtite Conn | E
STB-4538 | Flex Conduit Fittings | 4.47 | 15% | 5.14 | 0.075 | Appleton | 3/8" Insul 45Dg Liquidtite Conn | E
STB-45300 | Flex Conduit Fittings | 189.7 | 15% | 218.16 | 0.1875 | Appleton | 3" Insul 45Dg Liquidtite Conn | E
STB-45250 | Flex Conduit Fittings | 158.12 | 15% | 181.84 | 0.175 | Appleton | 2-1/2" Insul 45Dg Liquidtite Conn | E
STB-45200 | Flex Conduit Fittings | 34.07 | 15% | 39.18 | 0.1375 | Appleton | 2" Insul 45Dg Liquidtite Conn | E
STB-45150 | Flex Conduit Fittings | 22.68 | 15% | 26.08 | 0.125 | Appleton | 1-1/2" Insul 45Dg Liquidtite Conn | E
STB-45125 | Flex Conduit Fittings | 18.83 | 15% | 21.65 | 0.1125 | Appleton | 1-1/4" Insul 45Dg Liquidtite Conn | E
STB-45100 | Flex Conduit Fittings | 12.51 | 15% | 14.39 | 0.1 | Appleton | 1" Insul 45Dg Liquidtite Conn | E
STB-400 | Flex Conduit Fittings | 99.31 | 15% | 114.21 | 0.35 | Appleton | 4" Insul Strght Liquidtite Conn | E
STB-38 | Flex Conduit Fittings | 2.24 | 15% | 2.58 | 0.075 | Appleton | 3/8" Insul Strght Liquidtite Conn | E
STB-350 | Flex Conduit Fittings | 92.43 | 15% | 106.29 | 0.275 | Appleton | 3-1/2" Insul Strght Liquidtite Conn | E
STB-300 | Flex Conduit Fittings | 88.3 | 15% | 101.55 | 0.1875 | Appleton | 3" Insul Strght Liquidtite Conn | E
STB-250 | Flex Conduit Fittings | 69.19 | 15% | 79.57 | 0.175 | Appleton | 2-1/2" Insul Strght Liquidtite Conn | E
STB-200 | Flex Conduit Fittings | 19.42 | 15% | 22.33 | 0.1375 | Appleton | 2" Insul Strght Liquidtite Conn | E
STB-150 | Flex Conduit Fittings | 9.32 | 15% | 10.72 | 0.125 | Appleton | 1-1/2" Insul Strght Liquidtite Conn | E
STB-125 | Flex Conduit Fittings | 5.89 | 15% | 6.77 | 0.1125 | Appleton | 1-1/4" Insul Strght Liquidtite Conn | E
STB-100 | Flex Conduit Fittings | 4.27 | 15% | 4.91 | 0.1 | Appleton | 1" Insul Strght Liquidtite Conn | E
ST-9075 | Flex Conduit Fittings | 3.33 | 15% | 3.83 | 0.0875 | Appleton | 3/4" 90Dg Liquidtite Conn | E
ST-9050 | Flex Conduit Fittings | 2.26 | 15% | 2.6 | 0.075 | Appleton | 1/2" 90Dg Liquidtite Conn | E
ST-90400 | Flex Conduit Fittings | 61.8 | 15% | 71.07 | 0.35 | Appleton | 4" 90Dg Liquidtite Conn | E
ST-9038 | Flex Conduit Fittings | 2.09 | 15% | 2.4 | 0.075 | Appleton | 3/8" 90Dg Liquidtite Conn | E
ST-90300 | Flex Conduit Fittings | 45.15 | 15% | 51.92 | 0.1875 | Appleton | 3" 90Dg Liquidtite Conn | E
ST-90250 | Flex Conduit Fittings | 37.33 | 15% | 42.93 | 0.175 | Appleton | 2-1/2" 90Dg Liquidtite Conn | E
ST-90200 | Flex Conduit Fittings | 28.92 | 15% | 33.26 | 0.1375 | Appleton | 2" 90Dg Liquidtite Conn | E
ST-90150 | Flex Conduit Fittings | 16.87 | 15% | 19.4 | 0.125 | Appleton | 1-1/2" 90Dg Liquidtite Conn | E
ST-90125 | Flex Conduit Fittings | 11.6 | 15% | 13.34 | 0.1125 | Appleton | 1-1/4" 90Dg Liquidtite Conn | E
ST-90100 | Flex Conduit Fittings | 6.53 | 15% | 7.51 | 0.1 | Appleton | 1" 90Dg Liquidtite Conn | E
ST-75 | Flex Conduit Fittings | 2.04 | 15% | 2.35 | 0.0875 | Appleton | 3/4" Straight Liquidtite Conn | E
ST-50 | Flex Conduit Fittings | 1.36 | 15% | 1.56 | 0.075 | Appleton | 1/2" Straight Liquidtite Conn | E
ST-4575 | Flex Conduit Fittings | 5.56 | 15% | 6.39 | 0.0875 | Appleton | 3/4" 45Dg Liquidtite Conn | E
ST-4550 | Flex Conduit Fittings | 3.58 | 15% | 4.12 | 0.075 | Appleton | 1/2" 45Dg Liquidtite Conn | E
ST-45400 | Flex Conduit Fittings | 145.24 | 15% | 167.03 | 0.35 | Appleton | 4" 45Dg Liquidtite Conn | E
ST-4538 | Flex Conduit Fittings | 3.58 | 15% | 4.12 | 0.075 | Appleton | 3/8" 45Dg Liquidtite Conn | E
ST-45300 | Flex Conduit Fittings | 131.31 | 15% | 151.01 | 0.1875 | Appleton | 3" 45Dg Liquidtite Conn | E
ST-45250 | Flex Conduit Fittings | 122.56 | 15% | 140.94 | 0.175 | Appleton | 2-1/2" 45Dg Liquidtite Conn | E
ST-45200 | Flex Conduit Fittings | 29.42 | 15% | 33.83 | 0.1375 | Appleton | 2" 45Dg Liquidtite Conn | E
ST-45150 | Flex Conduit Fittings | 13.66 | 15% | 15.71 | 0.125 | Appleton | 1-1/2" 45Dg Liquidtite Conn | E
ST-45125 | Flex Conduit Fittings | 11.02 | 15% | 12.67 | 0.1125 | Appleton | 1-1/4" 45Dg Liquidtite Conn | E
ST-45100 | Flex Conduit Fittings | 6.55 | 15% | 7.53 | 0.1 | Appleton | 1" 45Dg Liquidtite Conn | E
ST-400 | Flex Conduit Fittings | 79.89 | 15% | 91.87 | 0.35 | Appleton | 4" Straight Liquidtite Conn | E
ST-38 | Flex Conduit Fittings | 1.51 | 15% | 1.74 | 0.075 | Appleton | 3/8" Straight Liquidtite Conn | E
ST-350 | Flex Conduit Fittings | 72.77 | 15% | 83.69 | 0.275 | Appleton | 3-1/2" Straight Liquidtite Conn | E
ST-300 | Flex Conduit Fittings | 49.02 | 15% | 56.37 | 0.1875 | Appleton | 3" Straight Liquidtite Conn | E
ST-250 | Flex Conduit Fittings | 39.16 | 15% | 45.03 | 0.175 | Appleton | 2-1/2" Straight Liquidtite Conn | E
ST-200 | Flex Conduit Fittings | 12.97 | 15% | 14.92 | 0.1375 | Appleton | 2" Straight Liquidtite Conn | E
ST-150 | Flex Conduit Fittings | 8.32 | 15% | 9.57 | 0.125 | Appleton | 1-1/2" Straight Liquidtite Conn | E
ST-125 | Flex Conduit Fittings | 5.46 | 15% | 6.28 | 0.1125 | Appleton | 1-1/4" Straight Liquidtite Conn | E
ST-100 | Flex Conduit Fittings | 3.67 | 15% | 4.22 | 0.1 | Appleton | 1" Straight Liquidtite Conn | E
SG9 | Flex Conduit Fittings | 8.66 | 15% | 9.96 | 0.0875 | Midwest/Cooper | 3-1/2" Liquidtite Sealing Gasket | E
SG8 | Flex Conduit Fittings | 8.15 | 15% | 9.37 | 0.0875 | Midwest/Cooper | 3" Liquidtite Sealing Gasket | E
SG7 | Flex Conduit Fittings | 7.5 | 15% | 8.63 | 0.0875 | Midwest/Cooper | 2-1/2" Liquidtite Sealing Gasket | E
SG6 | Flex Conduit Fittings | 1.11 | 15% | 1.28 | 0.0625 | Midwest/Cooper | 2" Liquidtite Sealing Gasket | E
SG5 | Flex Conduit Fittings | 0.98 | 15% | 1.13 | 0.0625 | Midwest/Cooper | 1-1/2" Liquidtite Sealing Gasket | E
SG4 | Flex Conduit Fittings | 0.9 | 15% | 1.04 | 0.0625 | Midwest/Cooper | 1-1/4" Liquidtite Sealing Gasket | E
SG3 | Flex Conduit Fittings | 0.63 | 15% | 0.72 | 0.0375 | Midwest/Cooper | 1" Liquidtite Sealing Gasket | E
SG2 | Flex Conduit Fittings | 0.53 | 15% | 0.61 | 0.0375 | Midwest/Cooper | 3/4" Liquidtite Sealing Gasket | E
SG12 | Flex Conduit Fittings | 15.17 | 15% | 17.45 | 0.15 | Midwest/Cooper | 6" Liquidtite Sealing Gasket | E
SG11 | Flex Conduit Fittings | 13.6 | 15% | 15.64 | 0.125 | Midwest/Cooper | 5" Liquidtite Sealing Gasket | E
SG10 | Flex Conduit Fittings | 9.35 | 15% | 10.75 | 0.125 | Midwest/Cooper | 4" Liquidtite Sealing Gasket | E
SG1 | Flex Conduit Fittings | 0.44 | 15% | 0.51 | 0.0375 | Midwest/Cooper | 3/8" Liquidtite Sealing Gasket | E
SC-75 | Flex Conduit Fittings | 0.75 | 15% | 0.86 | 0.0875 | EGS | 3/4" Straight Cast Flex Conn | E
SC-50 | Flex Conduit Fittings | 0.45 | 15% | 0.52 | 0.075 | EGS | 1/2" Straight Cast Flex Conn | E
SC-400 | Flex Conduit Fittings | 45.58 | 15% | 52.42 | 0.35 | EGS | 4" Straight Cast Flex Conn | E
SC-38 | Flex Conduit Fittings | 0.28 | 15% | 0.32 | 0.075 | EGS | 3/8" Straight Cast Flex Conn | E
SC-350 | Flex Conduit Fittings | 25.29 | 15% | 29.08 | 0.275 | EGS | 3-1/2" Straight Cast Flex Conn | E
SC-300 | Flex Conduit Fittings | 16.88 | 15% | 19.41 | 0.1875 | EGS | 3" Straight Cast Flex Conn | E
SC-250 | Flex Conduit Fittings | 12.18 | 15% | 14.01 | 0.175 | EGS | 2-1/2" Straight Cast Flex Conn | E
SC-200 | Flex Conduit Fittings | 4.39 | 15% | 5.05 | 0.1375 | EGS | 2" Straight Cast Flex Conn | E
SC-150 | Flex Conduit Fittings | 3.47 | 15% | 3.99 | 0.125 | EGS | 1-1/2" Straight Cast Flex Conn | E
SC-125 | Flex Conduit Fittings | 2.83 | 15% | 3.25 | 0.1125 | EGS | 1-1/4" Straight Cast Flex Conn | E
SC-100 | Flex Conduit Fittings | 1.51 | 15% | 1.74 | 0.1 | EGS | 1" Straight Cast Flex Conn | E
LT43J | Flex Conduit Fittings | 8.53 | 15% | 9.81 | 0.1375 | Carlon | 2" Strght Plastic Lqd Tite Conn | E
LT43H | Flex Conduit Fittings | 6.48 | 15% | 7.45 | 0.125 | Carlon | 1-1/2" Strght Plastic Lqd Tite Conn | E
LT43G | Flex Conduit Fittings | 5.37 | 15% | 6.18 | 0.1125 | Carlon | 1-1/4" Strght Plastic Lqd Tite Conn | E
LT43F-NEW | Flex Conduit Fittings | 1.85 | 15% | 2.13 | 0.1 | Carlon | 1" Strght Plastic Lqd Tite Conn | E
LT43E-NEW | Flex Conduit Fittings | 1.16 | 15% | 1.33 | 0.0875 | Carlon | 3/4" Strght Plastic Lqd Tite Conn | E
LT43D-NEW | Flex Conduit Fittings | 0.96 | 15% | 1.1 | 0.075 | Carlon | 1/2" Strght Plastic Lqd Tite Conn | E
LT43C | Flex Conduit Fittings | 1.62 | 15% | 1.86 | 0.075 | Carlon | 3/8" Strght Plastic Lqd Tite Conn | E
LT30J | Flex Conduit Fittings | 0 | 15% | 0 | 0.1375 | Carlon | 2" 45 45Dg Plastic Lqd Tite Conn | E
LT30H | Flex Conduit Fittings | 0 | 15% | 0 | 0.125 | Carlon | 1-1/2" 45Dg Plastic Lqd Tite Conn | E
LT30G | Flex Conduit Fittings | 0 | 15% | 0 | 0.1125 | Carlon | 1-1/4" 45Dg Plastic Lqd Tite Conn | E
LT30F | Flex Conduit Fittings | 0 | 15% | 0 | 0.1 | Carlon | 1" 45 45Dg Plastic Lqd Tite Conn | E
LT30E | Flex Conduit Fittings | 13.76 | 15% | 15.82 | 0.0875 | Carlon | 3/4" 45Dg Plastic Lqd Tite Conn | E
LT30D | Flex Conduit Fittings | 6.7 | 15% | 7.71 | 0.075 | Carlon | 1/2" 45Dg Plastic Lqd Tite Conn | E
LT30C | Flex Conduit Fittings | 7.16 | 15% | 8.23 | 0.075 | Carlon | 3/8" 45Dg Plastic Lqd Tite Conn | E
LT20J | Flex Conduit Fittings | 14.19 | 15% | 16.32 | 0.1375 | Carlon | 2" 90Dg Plastic Lqd Tite Conn | E
LT20H | Flex Conduit Fittings | 9.6 | 15% | 11.04 | 0.125 | Carlon | 1-1/2" 90Dg Plastic Lqd Tite Conn | E
LT20G | Flex Conduit Fittings | 7.66 | 15% | 8.81 | 0.1125 | Carlon | 1-1/4" 90Dg Plastic Lqd Tite Conn | E
LT20F-NEW | Flex Conduit Fittings | 2.62 | 15% | 3.01 | 0.1 | Carlon | 1" 90Dg Plastic Lqd Tite Conn | E
LT20E-NEW | Flex Conduit Fittings | 1.9 | 15% | 2.19 | 0.0875 | Carlon | 3/4" 90Dg Plastic Lqd Tite Conn | E
LT20D-NEW | Flex Conduit Fittings | 1.33 | 15% | 1.53 | 0.075 | Carlon | 1/2" 90Dg Plastic Lqd Tite Conn | E
LT20C | Flex Conduit Fittings | 2.17 | 15% | 2.5 | 0.075 | Carlon | 3/8" 90Dg Plastic Lqd Tite Conn | E
ACV-938T | Flex Conduit Fittings | 1.3 | 15% | 1.5 | 0.075 | O-Z/Gedney | 3/8" Insul 90Dg Iron Flex Conn | E
ACV-938 | Flex Conduit Fittings | 0.93 | 15% | 1.07 | 0.075 | O-Z/Gedney | 3/8" 90Dg Iron Flex Conn | E
ACV-75T | Flex Conduit Fittings | 3.17 | 15% | 3.65 | 0.0875 | O-Z/Gedney | 3/4" Insul 90Dg Iron Flex Conn | E
ACV-75 | Flex Conduit Fittings | 2.61 | 15% | 3 | 0.0875 | O-Z/Gedney | 3/4" 90Dg Iron Flex Conn | E
ACV-50T | Flex Conduit Fittings | 2.11 | 15% | 2.43 | 0.075 | O-Z/Gedney | 1/2" Insul 90Dg Iron Flex Conn | E
ACV-50 | Flex Conduit Fittings | 1.12 | 15% | 1.29 | 0.075 | O-Z/Gedney | 1/2" 90Dg Iron Flex Conn | E
AC-99 | Flex Conduit Fittings | 12.39 | 15% | 14.25 | 0.1375 | EGS | 2" 90Dg Cast Flex Conn | E
AC-985 | Flex Conduit Fittings | 11.8 | 15% | 13.57 | 0.125 | EGS | 1-1/2" 90Dg Cast Flex Conn | E
AC-98 | Flex Conduit Fittings | 5.74 | 15% | 6.6 | 0.1125 | EGS | 1-1/4" 90Dg Cast Flex Conn | E
AC-97 | Flex Conduit Fittings | 3.97 | 15% | 4.57 | 0.1 | EGS | 1" 90Dg Cast Flex Conn | E
AC-96 | Flex Conduit Fittings | 1.16 | 15% | 1.33 | 0.0875 | EGS | 3/4" 90Dg Cast Flex Conn | E
AC-95 | Flex Conduit Fittings | 0.39 | 15% | 0.45 | 0.075 | EGS | 1/2" 90Dg Cast Flex Conn | E
AC-90 | Flex Conduit Fittings | 0.26 | 15% | 0.3 | 0.075 | EGS | 3/8" 90Dg Cast Flex Conn | E
AC-400T | Flex Conduit Fittings | 248.42 | 15% | 285.68 | 0.35 | O-Z/Gedney | 4" Insul 90Dg Iron Flex Conn | E
AC-400-D | Flex Conduit Fittings | 45.58 | 15% | 52.42 | 0.35 | EGS | 4" 90Dg Cast Flex Conn | E
AC-400 | Flex Conduit Fittings | 223.19 | 15% | 256.67 | 0.35 | O-Z/Gedney | 4" 90Dg Iron Flex Conn | E
AC-350T | Flex Conduit Fittings | 165.02 | 15% | 189.77 | 0.275 | O-Z/Gedney | 3-1/2" Insul 90Dg Iron Flex Conn | E
AC-350-D | Flex Conduit Fittings | 35.78 | 15% | 41.15 | 0.275 | EGS | 3-1/2" 90Dg Cast Flex Conn | E
AC-350 | Flex Conduit Fittings | 119.92 | 15% | 137.91 | 0.275 | O-Z/Gedney | 3-1/2" 90Dg Iron Flex Conn | E
AC-300T | Flex Conduit Fittings | 83.37 | 15% | 95.88 | 0.1875 | O-Z/Gedney | 3" Insul 90Dg Iron Flex Conn | E
AC-300-D | Flex Conduit Fittings | 21.13 | 15% | 24.3 | 0.1875 | EGS | 3" 90Dg Cast Flex Conn | E
AC-300 | Flex Conduit Fittings | 55.12 | 15% | 63.39 | 0.1875 | O-Z/Gedney | 3" 90Dg Iron Flex Conn | E
AC-250T | Flex Conduit Fittings | 66.99 | 15% | 77.04 | 0.175 | O-Z/Gedney | 2-1/2" Insul 90Dg Iron Flex Conn | E
AC-250-D | Flex Conduit Fittings | 16.5 | 15% | 18.98 | 0.175 | EGS | 2-1/2" 90Dg Cast Flex Conn | E
AC-250 | Flex Conduit Fittings | 48.87 | 15% | 56.2 | 0.175 | O-Z/Gedney | 2-1/2" 90Dg Iron Flex Conn | E
AC-200T | Flex Conduit Fittings | 24.84 | 15% | 28.57 | 0.1375 | O-Z/Gedney | 2" Insul 90Dg Iron Flex Conn | E
AC-200 | Flex Conduit Fittings | 15.41 | 15% | 17.72 | 0.1375 | O-Z/Gedney | 2" 90Dg Iron Flex Conn | E
AC-150T | Flex Conduit Fittings | 18.75 | 15% | 21.56 | 0.125 | O-Z/Gedney | 1-1/2" Insul 90Dg Iron Flex Conn | E
AC-150 | Flex Conduit Fittings | 14.46 | 15% | 16.63 | 0.125 | O-Z/Gedney | 1-1/2" 90Dg Iron Flex Conn | E
AC-125T | Flex Conduit Fittings | 10.7 | 15% | 12.31 | 0.1125 | O-Z/Gedney | 1-1/4" Insul 90Dg Iron Flex Conn | E
AC-125 | Flex Conduit Fittings | 5.04 | 15% | 5.8 | 0.1125 | O-Z/Gedney | 1-1/4" 90Dg Iron Flex Conn | E
AC-100T | Flex Conduit Fittings | 5.56 | 15% | 6.39 | 0.1 | O-Z/Gedney | 1" Insul 90Dg Iron Flex Conn | E
AC-100 | Flex Conduit Fittings | 3.81 | 15% | 4.38 | 0.1 | O-Z/Gedney | 1" 90Dg Iron Flex Conn | E
9200-W | Flex Conduit Fittings | 16.27 | 15% | 18.71 | 0.1875 | O-Z/Gedney | 2" Flex to EMT Coupling | E
9150-W | Flex Conduit Fittings | 10.88 | 15% | 12.51 | 0.1375 | O-Z/Gedney | 1-1/2" Flex to EMT Coupling | E
9125-W | Flex Conduit Fittings | 9.66 | 15% | 11.11 | 0.1125 | O-Z/Gedney | 1-1/4" Flex to EMT Coupling | E
9100-W | Flex Conduit Fittings | 8.45 | 15% | 9.72 | 0.0875 | O-Z/Gedney | 1" Flex to EMT Coupling | E
9075-W | Flex Conduit Fittings | 3.19 | 15% | 3.67 | 0.0875 | O-Z/Gedney | 3/4" Flex to EMT Coupling | E
9050-W | Flex Conduit Fittings | 2.47 | 15% | 2.84 | 0.0875 | O-Z/Gedney | 1/2" Flex to EMT Coupling | E
9038-W | Flex Conduit Fittings | 1.56 | 15% | 1.79 | 0.0875 | O-Z/Gedney | 3/8" Flex to EMT Coupling | E
7490I | Flex Conduit Fittings | 111.78 | 15% | 128.55 | 0.35 | Appleton | 4" Insul Strght Iron Flex Conn | E
7490 | Flex Conduit Fittings | 86.88 | 15% | 99.91 | 0.35 | Appleton | 4" Straight Iron Flex Conn | E
7489I | Flex Conduit Fittings | 80.65 | 15% | 92.75 | 0.275 | Appleton | 3-1/2" Insul Strght Iron Flex Conn | E
7489 | Flex Conduit Fittings | 73 | 15% | 83.95 | 0.275 | Appleton | 3-1/2" Straight Iron Flex Conn | E
7488I | Flex Conduit Fittings | 30.57 | 15% | 35.16 | 0.1875 | Appleton | 3" Insul Strght Iron Flex Conn | E
7488 | Flex Conduit Fittings | 16.88 | 15% | 19.41 | 0.1875 | Appleton | 3" Straight Iron Flex Conn | E
7487I | Flex Conduit Fittings | 23.26 | 15% | 26.75 | 0.175 | Appleton | 2-1/2" Insul Strght Iron Flex Conn | E
7487 | Flex Conduit Fittings | 12.42 | 15% | 14.28 | 0.175 | Appleton | 2-1/2" Straight Iron Flex Conn | E
7486I | Flex Conduit Fittings | 12.16 | 15% | 13.98 | 0.1375 | Appleton | 2" Insul Strght Iron Flex Conn | E
7486 | Flex Conduit Fittings | 5.06 | 15% | 5.82 | 0.1375 | Appleton | 2" Straight Iron Flex Conn | E
7485I | Flex Conduit Fittings | 7.99 | 15% | 9.19 | 0.125 | Appleton | 1-1/2" Insul Strght Iron Flex Conn | E
7485 | Flex Conduit Fittings | 4.25 | 15% | 4.89 | 0.125 | Appleton | 1-1/2" Straight Iron Flex Conn | E
7484I | Flex Conduit Fittings | 5.41 | 15% | 6.22 | 0.1125 | Appleton | 1-1/4" Insul Strght Iron Flex Conn | E
7484 | Flex Conduit Fittings | 3.27 | 15% | 3.76 | 0.1125 | Appleton | 1-1/4" Straight Iron Flex Conn | E
7483I | Flex Conduit Fittings | 3.22 | 15% | 3.7 | 0.1 | Appleton | 1" Insul Strght Iron Flex Conn | E
7483 | Flex Conduit Fittings | 1.57 | 15% | 1.81 | 0.1 | Appleton | 1" Straight Iron Flex Conn | E
7482VI | Flex Conduit Fittings | 1.56 | 15% | 1.79 | 0.0875 | Appleton | 3/4" Insul Strght Iron Flex Conn | E
7482V | Flex Conduit Fittings | 0.6 | 15% | 0.69 | 0.0875 | Appleton | 3/4" Straight Iron Flex Conn | E
7481VI | Flex Conduit Fittings | 1.3 | 15% | 1.5 | 0.075 | Appleton | 1/2" Insul Strght Iron Flex Conn | E
7481V | Flex Conduit Fittings | 0.36 | 15% | 0.41 | 0.075 | Appleton | 1/2" Straight Iron Flex Conn | E
7480VI | Flex Conduit Fittings | 1.22 | 15% | 1.4 | 0.075 | Appleton | 3/8" Insul Strght Iron Flex Conn | E
7480V | Flex Conduit Fittings | 0.37 | 15% | 0.43 | 0.075 | Appleton | 3/8" Straight Iron Flex Conn | E
535-DC | Flex Conduit Fittings | 8.96 | 15% | 10.3 | 0.1375 | Bridgeport | 2" Flex Conduit Screw-In Coup | E
534-DC | Flex Conduit Fittings | 4.95 | 15% | 5.69 | 0.125 | Bridgeport | 1-1/2" Flex Conduit Screw-In Coup | E
533-DC | Flex Conduit Fittings | 4.1 | 15% | 4.72 | 0.1125 | Bridgeport | 1-1/4" Flex Conduit Screw-In Coup | E
532-DC | Flex Conduit Fittings | 1.67 | 15% | 1.92 | 0.1 | Bridgeport | 1" Flex Conduit Screw-In Coup | E
531-DC | Flex Conduit Fittings | 1.21 | 15% | 1.39 | 0.0875 | Bridgeport | 3/4" Flex Conduit Screw-In Coup | E
530-DC | Flex Conduit Fittings | 0.72 | 15% | 0.83 | 0.075 | Bridgeport | 1/2" Flex Conduit Screw-In Coup | E
525-DC2 | Flex Conduit Fittings | 7.33 | 15% | 8.43 | 0.1375 | Bridgeport | 2" Flex Conduit Screw-In Conn | E
524-DC2 | Flex Conduit Fittings | 5.67 | 15% | 6.52 | 0.125 | Bridgeport | 1-1/2" Flex Conduit Screw-In Conn | E
523-DC2 | Flex Conduit Fittings | 4.42 | 15% | 5.08 | 0.1125 | Bridgeport | 1-1/4" Flex Conduit Screw-In Conn | E
522-DC2 | Flex Conduit Fittings | 1.57 | 15% | 1.81 | 0.1 | Bridgeport | 1" Flex Conduit Screw-In Conn | E
521-DC2 | Flex Conduit Fittings | 0.58 | 15% | 0.67 | 0.0875 | Bridgeport | 3/4" Flex Conduit Screw-In Conn | E
520-DC2 | Flex Conduit Fittings | 0.37 | 15% | 0.43 | 0.075 | Bridgeport | 1/2" Flex Conduit Screw-In Conn | E
519-DC2 | Flex Conduit Fittings | 0.43 | 15% | 0.49 | 0.075 | Bridgeport | 3/8" Flex Conduit Screw-In Conn | E
508-DC2 | Flex Conduit Fittings | 1.2 | 15% | 1.38 | 0.0625 | Bridgeport | 3/4" Strght Cast Set Scrw Flex Conn | E
507-DC2 | Flex Conduit Fittings | 0.57 | 15% | 0.66 | 0.0625 | Bridgeport | 1/2" Strght Cast Set Scrw Flex Conn | E
501-DC2 | Flex Conduit Fittings | 0.26 | 15% | 0.3 | 0.0625 | Bridgeport | 3/8" Strght Cast Set Scrw Flex Conn | E
4Q-75FM | Flex Conduit Fittings | 4.1 | 15% | 4.72 | 0.0875 | O-Z/Gedney | 3/4" Liquidtite to Rigid Coupling | E
4Q-50FM | Flex Conduit Fittings | 2.92 | 15% | 3.36 | 0.075 | O-Z/Gedney | 1/2" Liquidtite to Rigid Coupling | E
4Q-400FM | Flex Conduit Fittings | 145.3 | 15% | 167.1 | 0.35 | O-Z/Gedney | 4" Liquidtite to Rigid Coupling | E
4Q-38FM | Flex Conduit Fittings | 2.92 | 15% | 3.36 | 0.075 | O-Z/Gedney | 3/8" Liquidtite to Rigid Coupling | E
4Q-350FM | Flex Conduit Fittings | 122.54 | 15% | 140.92 | 0.275 | O-Z/Gedney | 3-1/2" Liquidtite to Rigid Coupling | E
4Q-300FM | Flex Conduit Fittings | 116.3 | 15% | 133.75 | 0.1875 | O-Z/Gedney | 3" Liquidtite to Rigid Coupling | E
4Q-250FM | Flex Conduit Fittings | 105.94 | 15% | 121.83 | 0.175 | O-Z/Gedney | 2-1/2" Liquidtite to Rigid Coupling | E
4Q-200FM | Flex Conduit Fittings | 24.42 | 15% | 28.08 | 0.1375 | O-Z/Gedney | 2" Liquidtite to Rigid Coupling | E
4Q-150FM | Flex Conduit Fittings | 17.54 | 15% | 20.17 | 0.125 | O-Z/Gedney | 1-1/2" Liquidtite to Rigid Coupling | E
4Q-125FM | Flex Conduit Fittings | 9.66 | 15% | 11.11 | 0.1125 | O-Z/Gedney | 1-1/4" Liquidtite to Rigid Coupling | E
4Q-100FM | Flex Conduit Fittings | 8.29 | 15% | 9.53 | 0.1 | O-Z/Gedney | 1" Liquidtite to Rigid Coupling | E
3522-2 | Flex Conduit Fittings | 188.22 | 15% | 216.45 | 0.5 | Raco | 3" Liq Tite Strain Relief Conn | E
3520-2 | Flex Conduit Fittings | 158 | 15% | 181.7 | 0.4375 | Raco | 2-1/2" Liq Tite Strain Relief Conn | E
3518-2 | Flex Conduit Fittings | 59.7 | 15% | 68.66 | 0.375 | Raco | 2" Liq Tite Strain Relief Conn | E
3515-2 | Flex Conduit Fittings | 23.54 | 15% | 27.07 | 0.25 | Raco | 1-1/4" Liq Tite Strain Relief Conn | E
3514-2 | Flex Conduit Fittings | 18.75 | 15% | 21.56 | 0.1875 | Raco | 1" Liq Tite Strain Relief Conn | E
3513-2 | Flex Conduit Fittings | 13.75 | 15% | 15.81 | 0.15 | Raco | 3/4" Liq Tite Strain Relief Conn | E
3512-2 | Flex Conduit Fittings | 10.8 | 15% | 12.42 | 0.125 | Raco | 1/2" Liq Tite Strain Relief Conn | E
3511-2 | Flex Conduit Fittings | 10.27 | 15% | 11.81 | 0.125 | Raco | 3/8" Liq Tite Strain Relief Conn | E
342T | Flex Conduit Fittings | 0.87 | 15% | 1 | 0.0875 | Sepco | 3/4" Flex Cond Insul Screw-In Conn | E
341T | Flex Conduit Fittings | 0.38 | 15% | 0.44 | 0.075 | Sepco | 1/2" Flex Cond Insul Screw-In Conn | E
340T | Flex Conduit Fittings | 0.39 | 15% | 0.45 | 0.075 | Sepco | 3/8" Flex Cond Insul Screw-In Conn | E
331 | Flex Conduit Fittings | 43.65 | 15% | 50.2 | 0.1875 | T & B | 3" 90Dg Tite-Bite Flex Conn | E
330-TB | Flex Conduit Fittings | 30.96 | 15% | 35.6 | 0.175 | T & B | 2-1/2" 90Dg Tite-Bite Flex Conn | E
329 | Flex Conduit Fittings | 11 | 15% | 12.65 | 0.1375 | T & B | 2" 90Dg Tite-Bite Flex Conn | E
328 | Flex Conduit Fittings | 11.02 | 15% | 12.67 | 0.125 | T & B | 1-1/2" 90Dg Tite-Bite Flex Conn | E
327-TB | Flex Conduit Fittings | 4.02 | 15% | 4.62 | 0.1125 | T & B | 1-1/4" 90Dg Tite-Bite Flex Conn | E
326-TB | Flex Conduit Fittings | 2.81 | 15% | 3.23 | 0.1 | T & B | 1" 90Dg Tite-Bite Flex Conn | E
325 | Flex Conduit Fittings | 1.62 | 15% | 1.86 | 0.0875 | T & B | 3/4" 90Dg Tite-Bite Flex Conn | E
323 | Flex Conduit Fittings | 0.67 | 15% | 0.77 | 0.075 | T & B | 1/2" 90Dg Tite-Bite Flex Conn | E
321-TB | Flex Conduit Fittings | 0.48 | 15% | 0.55 | 0.075 | T & B | 3/8" 90Dg Tite-Bite Flex Conn | E
316 | Flex Conduit Fittings | 15.96 | 15% | 18.35 | 0.1875 | T & B | 3" Str Tite-Bite Flex Conn | E
3144-TB | Flex Conduit Fittings | 205.63 | 15% | 236.47 | 0.35 | T & B | 4" Insul 90 Tite-Bite Flex Conn | E
3143 | Flex Conduit Fittings | 134.55 | 15% | 154.73 | 0.275 | T & B | 3-1/2" Insul 90 Tite-Bite Flex Conn | E
3142 | Flex Conduit Fittings | 49.32 | 15% | 56.72 | 0.1875 | T & B | 3" Insul 90 Tite-Bite Flex Conn | E
3141 | Flex Conduit Fittings | 33.63 | 15% | 38.67 | 0.175 | T & B | 2-1/2" Insul 90 Tite-Bite Flex Conn | E
3140 | Flex Conduit Fittings | 12.03 | 15% | 13.83 | 0.1375 | T & B | 2" Insul 90 Tite-Bite Flex Conn | E
314 | Flex Conduit Fittings | 13.14 | 15% | 15.11 | 0.175 | T & B | 2-1/2" Str Tite-Bite Flex Conn | E
3139 | Flex Conduit Fittings | 10.02 | 15% | 11.52 | 0.125 | T & B | 1-1/2" Insul 90 Tite-Bite Flex Conn | E
3138 | Flex Conduit Fittings | 5.79 | 15% | 6.66 | 0.1125 | T & B | 1-1/4" Insul 90 Tite-Bite Flex Conn | E
3137 | Flex Conduit Fittings | 2.84 | 15% | 3.27 | 0.1 | T & B | 1" Insul 90 Tite-Bite Flex Conn | E
3135 | Flex Conduit Fittings | 1.79 | 15% | 2.06 | 0.0875 | T & B | 3/4" Insul 90 Tite-Bite Flex Conn | E
3132 | Flex Conduit Fittings | 1.08 | 15% | 1.24 | 0.075 | T & B | 1/2" Insul 90 Tite-Bite Flex Conn | E
3130-TB | Flex Conduit Fittings | 0.7 | 15% | 0.81 | 0.075 | T & B | 3/8" Insul 90 Tite-Bite Flex Conn | E
3124 | Flex Conduit Fittings | 44.4 | 15% | 51.06 | 0.35 | T & B | 4" Str Insl Tite-Bite Flex Conn | E
3123 | Flex Conduit Fittings | 37.8 | 15% | 43.47 | 0.275 | T & B | 3-1/2" Str Insl Tite-Bite Flex Conn | E
3122 | Flex Conduit Fittings | 21 | 15% | 24.15 | 0.1875 | T & B | 3" Str Insl Tite-Bite Flex Conn | E
3121 | Flex Conduit Fittings | 16.05 | 15% | 18.46 | 0.175 | T & B | 2-1/2" Str Insl Tite-Bite Flex Conn | E
3120 | Flex Conduit Fittings | 8.7 | 15% | 10.01 | 0.1375 | T & B | 2" Str Insl Tite-Bite Flex Conn | E
312 | Flex Conduit Fittings | 5.82 | 15% | 6.69 | 0.1375 | T & B | 2" Str Tite-Bite Flex Conn | E
3119 | Flex Conduit Fittings | 5.44 | 15% | 6.26 | 0.125 | T & B | 1-1-2" Str Insl Tite-Bite Flex Conn | E
3118 | Flex Conduit Fittings | 3.9 | 15% | 4.49 | 0.1125 | T & B | 1-1/4" Str Insl Tite-Bite Flex Conn | E
3117 | Flex Conduit Fittings | 2.43 | 15% | 2.79 | 0.1 | T & B | 1" Str Insl Tite-Bite Flex Conn | E
3115 | Flex Conduit Fittings | 1 | 15% | 1.15 | 0.0875 | T & B | 3/4" Str Insl Tite-Bite Flex Conn | E
3112 | Flex Conduit Fittings | 0.94 | 15% | 1.08 | 0.075 | T & B | 1/2" Str Insl Tite-Bite Flex Conn | E
3110-TB | Flex Conduit Fittings | 0.48 | 15% | 0.55 | 0.075 | T & B | 3/8" Str Insl Tite-Bite Flex Conn | E
310 | Flex Conduit Fittings | 4.21 | 15% | 4.84 | 0.125 | T & B | 1-1/2" Str Tite-Bite Flex Conn | E
308 | Flex Conduit Fittings | 3.1 | 15% | 3.57 | 0.1125 | T & B | 1-1/4" Str Tite-Bite Flex Conn | E
306 | Flex Conduit Fittings | 1.51 | 15% | 1.74 | 0.1 | T & B | 1" Str Tite-Bite Flex Conn | E
304 | Flex Conduit Fittings | 0.66 | 15% | 0.76 | 0.0875 | T & B | 3/4" Str Tite-Bite Flex Conn | E
302-TB | Flex Conduit Fittings | 0.39 | 15% | 0.45 | 0.075 | T & B | 1/2" Str Tite-Bite Flex Conn | E
300-TB | Flex Conduit Fittings | 0.21 | 15% | 0.24 | 0.075 | T & B | 3/8" Str Tite-Bite Flex Conn | E
1155 | Flex Conduit Fittings | 20.22 | 15% | 23.25 | 0.1875 | Bridgeport | 2" Flex to Rigid Coupling | E
1154 | Flex Conduit Fittings | 14.36 | 15% | 16.51 | 0.1375 | Bridgeport | 1-1/2" Flex to Rigid Coupling | E
1153 | Flex Conduit Fittings | 14.56 | 15% | 16.74 | 0.1125 | Bridgeport | 1-1/4" Flex to Rigid Coupling | E
69492 | Flexible Conduit | 7.42 | 15% | 8.53 | 0.1375 | Electri-Flex | 4" Flexible Aluminum Conduit | E
69487 | Flexible Conduit | 6.66 | 15% | 7.66 | 0.125 | Electri-Flex | 3-1/2" Flexible Aluminum Conduit | E
69482 | Flexible Conduit | 5.77 | 15% | 6.64 | 0.1125 | Electri-Flex | 3" Flexible Aluminum Conduit | E
69472 | Flexible Conduit | 3.53 | 15% | 4.06 | 0.0875 | Electri-Flex | 2-1/2" Flexible Aluminum Conduit | E
69462 | Flexible Conduit | 2.68 | 15% | 3.08 | 0.075 | Electri-Flex | 2" Flexible Aluminum Conduit | E
69452 | Flexible Conduit | 2.2 | 15% | 2.53 | 0.0625 | Electri-Flex | 1-1/2" Flexible Aluminum Conduit | E
69442 | Flexible Conduit | 1.58 | 15% | 1.82 | 0.05 | Electri-Flex | 1-1/4" Flexible Aluminum Conduit | E
69432 | Flexible Conduit | 1.06 | 15% | 1.22 | 0.0375 | Electri-Flex | 1" Flexible Aluminum Conduit | E
69422 | Flexible Conduit | 0.59 | 15% | 0.68 | 0.0375 | Electri-Flex | 3/4" Flexible Aluminum Conduit | E
69411 | Flexible Conduit | 0.43 | 15% | 0.49 | 0.025 | Electri-Flex | 1/2" Flexible Aluminum Conduit | E
69401 | Flexible Conduit | 0.36 | 15% | 0.41 | 0.025 | Electri-Flex | 3/8" Flexible Aluminum Conduit | E
69392 | Flexible Conduit | 8.7 | 15% | 10.01 | 0.1375 | Electri-Flex | 4" Flexible Steel Conduit | E
69387 | Flexible Conduit | 7.64 | 15% | 8.79 | 0.125 | Electri-Flex | 3-1/2" Flexible Steel Conduit | E
69382 | Flexible Conduit | 6.43 | 15% | 7.39 | 0.1125 | Electri-Flex | 3" Flexible Steel Conduit | E
69372 | Flexible Conduit | 3.97 | 15% | 4.57 | 0.0875 | Electri-Flex | 2-1/2" Flexible Steel Conduit | E
69362 | Flexible Conduit | 3.21 | 15% | 3.69 | 0.075 | Electri-Flex | 2" Flexible Steel Conduit | E
69352 | Flexible Conduit | 2.58 | 15% | 2.97 | 0.0625 | Electri-Flex | 1-1/2" Flexible Steel Conduit | E
69342 | Flexible Conduit | 1.5 | 15% | 1.73 | 0.05 | Electri-Flex | 1-1/4" Flexible Steel Conduit | E
69332 | Flexible Conduit | 1.17 | 15% | 1.35 | 0.0375 | Electri-Flex | 1" Flexible Steel Conduit | E
69322 | Flexible Conduit | 0.64 | 15% | 0.74 | 0.0375 | Electri-Flex | 3/4" Flexible Steel Conduit | E
69311 | Flexible Conduit | 0.47 | 15% | 0.54 | 0.025 | Electri-Flex | 1/2" Flexible Steel Conduit | E
69301 | Flexible Conduit | 0.41 | 15% | 0.47 | 0.025 | Electri-Flex | 3/8" Flexible Steel Conduit | E
29102 | Flexible Conduit | 16.93 | 15% | 19.47 | 0.1375 | Electri-Flex | 4" Flex Liquid Tight Conduit | E
28502 | Flexible Conduit | 15.88 | 15% | 18.26 | 0.125 | Electri-Flex | 3-1/2" Flex Liquid Tight Conduit | E
28102 | Flexible Conduit | 10.4 | 15% | 11.96 | 0.1125 | Electri-Flex | 3" Flex Liquid Tight Conduit | E
27102 | Flexible Conduit | 7.8 | 15% | 8.97 | 0.0875 | Electri-Flex | 2-1/2" Flex Liquid Tight Conduit | E
16602 | Flexible Conduit | 54.4 | 15% | 62.56 | 0.2 | Electri-Flex | 6" Flex Liquid Tight Conduit | E
16102 | Flexible Conduit | 3.86 | 15% | 4.44 | 0.075 | Electri-Flex | 2" Flex Liquid Tight Conduit | E
15502 | Flexible Conduit | 35.59 | 15% | 40.93 | 0.175 | Electri-Flex | 5" Flex Liquid Tight Conduit | E
15111-050 | Flexible Conduit | 5.99 | 15% | 6.89 | 0.075 | Carlon | 2" X/Flex L/T Nonmetallic Cond | E
15110-100 | Flexible Conduit | 4.72 | 15% | 5.43 | 0.0625 | Carlon | 1-1/2" X/Flex L/T Nonmetallic Cond | E
15109-100 | Flexible Conduit | 2.58 | 15% | 2.97 | 0.05 | Carlon | 1-1/4" X/Flex L/T Nonmetallic Cond | E
15108-100 | Flexible Conduit | 2.19 | 15% | 2.52 | 0.0375 | Carlon | 1" X/Flex L/T Nonmetallic Cond | E
15107-100 | Flexible Conduit | 1.71 | 15% | 1.97 | 0.0375 | Carlon | 3/4" X/Flex L/T Nonmetallic Cond | E
15105-100 | Flexible Conduit | 0.98 | 15% | 1.13 | 0.025 | Carlon | 1/2" X/Flex L/T Nonmetallic Cond | E
15104-100 | Flexible Conduit | 0.64 | 15% | 0.74 | 0.025 | Carlon | 3/8" X/Flex L/T Nonmetallic Cond | E
15102 | Flexible Conduit | 3.31 | 15% | 3.81 | 0.0625 | Electri-Flex | 1-1/2" Flex Liquid Tight Conduit | E
15011-100 | Flexible Conduit | 2.53 | 15% | 2.91 | 0.075 | Carlon | 2" L/T Nonmetallic Conduit | E
15010-100 | Flexible Conduit | 2.13 | 15% | 2.45 | 0.0625 | Carlon | 1-1/2" L/T Nonmetallic Conduit | E
15009-100 | Flexible Conduit | 1.24 | 15% | 1.43 | 0.05 | Carlon | 1-1/4" L/T Nonmetallic Conduit | E
15008-100 | Flexible Conduit | 1.06 | 15% | 1.22 | 0.0375 | Carlon | 1" L/T Nonmetallic Conduit | E
15007-100 | Flexible Conduit | 0.62 | 15% | 0.71 | 0.0375 | Carlon | 3/4" L/T Nonmetallic Conduit | E
15005-100 | Flexible Conduit | 0.39 | 15% | 0.45 | 0.025 | Carlon | 1/2" L/T Nonmetallic Conduit | E
15004-100 | Flexible Conduit | 0.34 | 15% | 0.39 | 0.025 | Carlon | 3/8" L/T Nonmetallic Conduit | E
14102 | Flexible Conduit | 1.75 | 15% | 2.01 | 0.05 | Electri-Flex | 1-1/4" Flex Liquid Tight Conduit | E
13102 | Flexible Conduit | 1.3 | 15% | 1.5 | 0.0375 | Electri-Flex | 1" Flex Liquid Tight Conduit | E
12102 | Flexible Conduit | 1.16 | 15% | 1.33 | 0.0375 | Electri-Flex | 3/4" Flex Liquid Tight Conduit | E
11101 | Flexible Conduit | 0.85 | 15% | 0.98 | 0.025 | Electri-Flex | 1/2" Flex Liquid Tight Conduit | E
10101 | Flexible Conduit | 0.61 | 15% | 0.7 | 0.025 | Electri-Flex | 3/8" Flex Liquid Tight Conduit | E
SS309T | Floor Boxes | 17.62 | 15% | 20.26 | 0.125 | Hubbell | Above Floor Ftg Phone Plate | E
SS309S | Floor Boxes | 17.01 | 15% | 19.56 | 0.125 | Hubbell | Above Floor Ftg Single Recpt Plate | E
SS309DS | Floor Boxes | 17.01 | 15% | 19.56 | 0.125 | Hubbell | Above Floor Ftg Style Line Plate | E
SS309D | Floor Boxes | 17.01 | 15% | 19.56 | 0.125 | Hubbell | Above Floor Ftg Duplex Recpt Plate | E
SS309B | Floor Boxes | 17.01 | 15% | 19.56 | 0.125 | Hubbell | Above Floor Ftg Blank Plate | E
SCP3093I | Floor Boxes | 29.99 | 15% | 34.49 | 0.75 | Hubbell | Dup Ivory Style Line Above Flr Ftg | E
SCP3093GY | Floor Boxes | 29.99 | 15% | 34.49 | 0.75 | Hubbell | Dup Gray Style Line Above Flr Ftg | E
SCP3092I | Floor Boxes | 29.48 | 15% | 33.9 | 0.75 | Hubbell | Duplex Ivory Above Floor Fitting | E
SCP3092GY | Floor Boxes | 29.99 | 15% | 34.49 | 0.75 | Hubbell | Duplex Gray Above Floor Fitting | E
SCP3090I | Floor Boxes | 29.99 | 15% | 34.49 | 0.75 | Hubbell | Ivory Above Floor Phone/Data Ftg | E
SCP3090GY | Floor Boxes | 29.99 | 15% | 34.49 | 0.75 | Hubbell | Gray Above Floor Phone/Data Ftg | E
SC3190 | Floor Boxes | 48.6 | 15% | 55.89 | 0.75 | Hubbell | Above Floor Phone/Data Low Con Ftg | E
SC3092 | Floor Boxes | 44.8 | 15% | 51.52 | 0.75 | Hubbell | Above Floor 2-15A Recp Low Con Ftg | E
SC3091 | Floor Boxes | 40.52 | 15% | 46.6 | 0.75 | Hubbell | Above Floor 15A Recp Low Con Ftg | E
SC3090 | Floor Boxes | 44.06 | 15% | 50.67 | 0.75 | Hubbell | Above Floor Phone Low Con Ftg | E
SB3085 | Floor Boxes | 163.7 | 15% | 188.26 | 0.25 | Hubbell | Brass 3G Rect Floor Box Carpet Ring | E
SB3084 | Floor Boxes | 114.95 | 15% | 132.19 | 0.1875 | Hubbell | Brass 2G Rect Floor Box Carpet Ring | E
SB3083 | Floor Boxes | 78.77 | 15% | 90.59 | 0.125 | Hubbell | Brass 1G Rect Floor Box Carpet Ring | E
SA6688G | Floor Boxes | 191.1 | 15% | 219.77 | 0.75 | Hubbell | 1"Hub 2G Above Floor Pedestal Ftg | E
SA6687G | Floor Boxes | 190.32 | 15% | 218.87 | 0.75 | Hubbell | 3/4"Hub 2G Above Floor Pedestal Ftg | E
SA6686G | Floor Boxes | 192.5 | 15% | 221.38 | 0.75 | Hubbell | 1"Hub 1G Above Floor Pedestal Ftg | E
SA6685G | Floor Boxes | 191.1 | 15% | 219.77 | 0.75 | Hubbell | 3/4"Hub 1G Above Floor Pedestal Ftg | E
SA3925 | Floor Boxes | 77.68 | 15% | 89.33 | 0.125 | Hubbell | Duplex Flap Rnd Alum Floor Box Cvr | E
SA3825 | Floor Boxes | 82.08 | 15% | 94.39 | 0.125 | Hubbell | Duplex Flap Rect Alum Flr Box Cvr | E
SA3725 | Floor Boxes | 47.09 | 15% | 54.15 | 0.125 | Hubbell | Duplex Screw Rnd Alum Floor Box Cvr | E
SA3625 | Floor Boxes | 46.46 | 15% | 53.43 | 0.125 | Hubbell | Duplex Screw Rect Alum Flr Box Cvr | E
SA3182 | Floor Boxes | 68.82 | 15% | 79.14 | 0.125 | Hubbell | 5-1/4" Alum Rnd Flr Box Crpt Ring | E
SA3078 | Floor Boxes | 40.89 | 15% | 47.02 | 0.25 | Hubbell | 3/4" Alum Rnd Flr Box Crpt Ring | E
SA3075 | Floor Boxes | 36.34 | 15% | 41.79 | 0.25 | Hubbell | 3/8" Alum Rnd Flr Box Crpt Ring | E
SA2925 | Floor Boxes | 38.2 | 15% | 43.93 | 0.125 | Hubbell | 2-1/8" Rnd Alum Floor Box Cvr | E
SA2755 | Floor Boxes | 93.03 | 15% | 106.98 | 0.125 | Hubbell | 2-1/8"&1" Brass B88 Floor Box Cvr | E
SA2725 | Floor Boxes | 47.99 | 15% | 55.19 | 0.125 | Hubbell | 2-1/8"&1" Rnd Alum Floor Box Cvr | E
SA2625 | Floor Boxes | 45.66 | 15% | 52.51 | 0.125 | Hubbell | 2-1/8"&1" Rect Alum Flr Box Cvr | E
SA2525 | Floor Boxes | 41.41 | 15% | 47.62 | 0.125 | Hubbell | 2-1/8"&3/4" Rnd Alum Floor Box Cvr | E
SA2425 | Floor Boxes | 44.45 | 15% | 51.12 | 0.125 | Hubbell | 2-1/8"&3/4" Rect Alum Flr Box Cvr | E
S881 | Floor Boxes | 16.42 | 15% | 18.88 | 0.125 | Hubbell | 2-1/8"&3/4" Brass B88 Floor Box Cvr | E
S88 | Floor Boxes | 15.75 | 15% | 18.11 | 0.125 | Hubbell | 2-1/8" Brass B88 Floor Box Cvr | E
S609T | Floor Boxes | 20.44 | 15% | 23.51 | 0.125 | Hubbell | Above Floor Stem Ftg Phone Plate | E
S609S | Floor Boxes | 20.44 | 15% | 23.51 | 0.125 | Hubbell | Above Floor Stem Ftg Simplex Plate | E
S609D | Floor Boxes | 20.44 | 15% | 23.51 | 0.125 | Hubbell | Above Floor Stem Ftg Duplex Plate | E
S609B | Floor Boxes | 20.44 | 15% | 23.51 | 0.125 | Hubbell | Above Floor Stem Ftg Blank Plate | E
S6092 | Floor Boxes | 73.64 | 15% | 84.69 | 0.75 | Hubbell | Horizontal Above Floor Stem Ftg | E
S6088 | Floor Boxes | 65.96 | 15% | 75.85 | 0.75 | Hubbell | Unit Only Above Floor Stem Ftg | E
S3925 | Floor Boxes | 73.34 | 15% | 84.34 | 0.125 | Hubbell | Duplex Flap Rnd Brass Floor Box Cvr | E
S3825 | Floor Boxes | 77.6 | 15% | 89.24 | 0.125 | Hubbell | Duplex Flap Rect Brass Flr Box Cvr | E
S3725 | Floor Boxes | 44.51 | 15% | 51.19 | 0.125 | Hubbell | Duplex Scrw Rnd Brass Floor Box Cvr | E
S3625 | Floor Boxes | 45.14 | 15% | 51.91 | 0.125 | Hubbell | Duplex Screw Rect Brass Flr Box Cvr | E
S3525 | Floor Boxes | 66.37 | 15% | 76.33 | 0.125 | Hubbell | 2-3/8" Rnd Brass Floor Box Cvr | E
S3425 | Floor Boxes | 73.19 | 15% | 84.17 | 0.125 | Hubbell | 2-3/8" Rect Brass Flr Box Cvr | E
S3325 | Floor Boxes | 69.33 | 15% | 79.73 | 0.125 | Hubbell | Terrazzo Rnd Brass Floor Box Cvr | E
S3182 | Floor Boxes | 71.26 | 15% | 81.95 | 0.125 | Hubbell | 5-1/4" Brass Rnd Flr Box Crpt Ring | E
S3085 | Floor Boxes | 26.68 | 15% | 30.68 | 0.25 | Hubbell | Clear 3G Rect Floor Box Carpet Ring | E
S3084 | Floor Boxes | 20.89 | 15% | 24.02 | 0.1875 | Hubbell | Clear 2G Rect Floor Box Carpet Ring | E
S3083 | Floor Boxes | 17.18 | 15% | 19.76 | 0.125 | Hubbell | Clear 1G Rect Floor Box Carpet Ring | E
S3082 | Floor Boxes | 77.14 | 15% | 88.71 | 0.125 | Hubbell | 6-1/4" Brass Rnd Flr Box Crpt Ring | E
S3079 | Floor Boxes | 17.72 | 15% | 20.38 | 0.125 | Hubbell | 5-1/4" Clear Rnd Flr Box Crpt Ring | E
S3078 | Floor Boxes | 30.57 | 15% | 35.16 | 0.25 | Hubbell | 3/4" Brass Rnd Flr Box Crpt Ring | E
S3077 | Floor Boxes | 28.67 | 15% | 32.97 | 0.25 | Hubbell | 5/8"Brass Rnd Flr Box Crpt Ring | E
S3076 | Floor Boxes | 27.24 | 15% | 31.33 | 0.25 | Hubbell | 1/2" Brass Rnd Flr Box Crpt Ring | E
S3075 | Floor Boxes | 25.03 | 15% | 28.78 | 0.25 | Hubbell | 3/8" Brass Rnd Flr Box Crpt Ring | E
S2955 | Floor Boxes | 31.95 | 15% | 36.74 | 0.125 | Hubbell | 2-1/8" Brass B88 Floor Box Cvr | E
S2930 | Floor Boxes | 25.06 | 15% | 28.82 | 0.125 | Hubbell | 2-1/8" Brass B2524 Flr Box Cvr | E
S2925 | Floor Boxes | 35.66 | 15% | 41.01 | 0.125 | Hubbell | 2-1/8" Rnd Brass Floor Box Cvr | E
S2825 | Floor Boxes | 39.65 | 15% | 45.6 | 0.125 | Hubbell | 2-1/8" Rect Brass Flr Box Cvr | E
S2755 | Floor Boxes | 34.2 | 15% | 39.33 | 0.125 | Hubbell | 2-1/8"&1" Brass B88 Floor Box Cvr | E
S2730 | Floor Boxes | 20.7 | 15% | 23.81 | 0.125 | Hubbell | 2-1/8x1" Brass B2524 Flr Box Cvr | E
S2725 | Floor Boxes | 45.03 | 15% | 51.78 | 0.125 | Hubbell | 2-1/8"&1"Rnd Brass Floor Box Cvr | E
S2625 | Floor Boxes | 42.89 | 15% | 49.32 | 0.125 | Hubbell | 2-1/8"&1" Rect Brass Flr Box Cvr | E
S2555 | Floor Boxes | 31.95 | 15% | 36.74 | 0.125 | Hubbell | 2-1/8"&3/4" Brass B88 Floor Box Cvr | E
S2530 | Floor Boxes | 18.45 | 15% | 21.22 | 0.125 | Hubbell | 2-1/8x3/4" Brass B2524 Flr Box Cvr | E
S2525 | Floor Boxes | 39 | 15% | 44.85 | 0.125 | Hubbell | 2-1/8"&3/4" Rnd Brass Floor Box Cvr | E
S2425 | Floor Boxes | 42.03 | 15% | 48.33 | 0.125 | Hubbell | 2-1/8"&3/4" Rect Brass Flr Box Cvr | E
PT7SDFBL | Floor Boxes | 64.06 | 15% | 73.67 | 1 | Hubbell | Duplex Black Poke Thru Fitting | E
PT7IGFSDIA | Floor Boxes | 231.81 | 15% | 266.58 | 1 | Hubbell | Duplex 1G Ivory Poke Thru Fitting | E
PT7IGFSDGY | Floor Boxes | 231.81 | 15% | 266.58 | 1 | Hubbell | Duplex 1G Gray Poke Thru Fitting | E
PT7FSDI | Floor Boxes | 64.06 | 15% | 73.67 | 1 | Hubbell | Duplex Ivory Poke Thru Fitting | E
PT7FSDGYA | Floor Boxes | 208.12 | 15% | 239.34 | 1 | Hubbell | Duplex Gray Poke Thru Fitting | E
PT7FSDBRA | Floor Boxes | 208.12 | 15% | 239.34 | 1 | Hubbell | Duplex Brown Poke Thru Fitting | E
PT7FSDBLA | Floor Boxes | 208.12 | 15% | 239.34 | 1 | Hubbell | 20A Recp & Phone Poke Thru Fitting | E
PFBYA1 | Floor Boxes | 4.19 | 15% | 4.82 | 0.125 | Hubbell | PVC Floor Box Y-Adapter | E
PFBT1A | Floor Boxes | 31.13 | 15% | 35.8 | 0.125 | Hubbell | PVC Floor Box Divider | E
PFBRCIA | Floor Boxes | 20.2 | 15% | 23.23 | 0.125 | Hubbell | Ivory PVC Flr Box Replacement Cvr | E
PFBRCGYA | Floor Boxes | 20.2 | 15% | 23.23 | 0.125 | Hubbell | Gray PVC Flr Box Replacement Cvr | E
PFBRCBRA | Floor Boxes | 20.2 | 15% | 23.23 | 0.125 | Hubbell | Brown PVC Flr Box Replacement Cvr | E
PFBRCBLA | Floor Boxes | 20.2 | 15% | 23.23 | 0.125 | Hubbell | Black PVC Flr Box Replacement Cvr | E
PFBFIA | Floor Boxes | 9.69 | 15% | 11.14 | 0.125 | Hubbell | Ivory PVC Flr Box Replacement Flng | E
PFBFGYA | Floor Boxes | 9.69 | 15% | 11.14 | 0.125 | Hubbell | Gray PVC Flr Box Replacement Flng | E
PFBFBRA | Floor Boxes | 9.69 | 15% | 11.14 | 0.125 | Hubbell | Brown PVC Flr Box Replacement Flng | E
PFBFBLA | Floor Boxes | 9.69 | 15% | 11.14 | 0.125 | Hubbell | Black PVC Flr Box Replacement Flng | E
PFBCIA | Floor Boxes | 25.26 | 15% | 29.05 | 0.125 | Hubbell | Ivory PVC Floor Box Cover | E
PFBCGYA | Floor Boxes | 25.26 | 15% | 29.05 | 0.125 | Hubbell | Gray PVC Floor Box Cover | E
PFBCBRA | Floor Boxes | 25.26 | 15% | 29.05 | 0.125 | Hubbell | Brown PVC Floor Box Cover | E
PFBCBLA | Floor Boxes | 25.26 | 15% | 29.05 | 0.125 | Hubbell | Black PVC Floor Box Cover | E
PFBA1A | Floor Boxes | 10.71 | 15% | 12.32 | 0.125 | Hubbell | PVC Floor Box Adapter Ring | E
PFB1 | Floor Boxes | 14.97 | 15% | 17.22 | 0.5 | Hubbell | PVC Floor Box | E
FRFIA | Floor Boxes | 117.01 | 15% | 134.56 | 0.25 | Hubbell | Ivory Poke Thru Carpet Flange | E
FRFGYA | Floor Boxes | 117.01 | 15% | 134.56 | 0.25 | Hubbell | Gray Poke Thru Carpet Flange | E
FRFBRA | Floor Boxes | 117.01 | 15% | 134.56 | 0.25 | Hubbell | Brown Poke Thru Carpet Flange | E
FRFBLA | Floor Boxes | 117.01 | 15% | 134.56 | 0.25 | Hubbell | Black Poke Thru Carpet Flange | E
E97DST | Floor Boxes | 22.87 | 15% | 26.3 | 0.375 | Carlon | Taupe Duplex PVC Floor Box Outlet | E
E97DSS | Floor Boxes | 22.87 | 15% | 26.3 | 0.125 | Carlon | Slate Duplex PVC Floor Box Cover | E
E97DSI | Floor Boxes | 22.87 | 15% | 26.3 | 0.125 | Carlon | Ivory Duplex PVC Floor Box Cover | E
E97DSC | Floor Boxes | 22.87 | 15% | 26.3 | 0.125 | Carlon | Carmel Duplex PVC Floor Box Cover | E
E97DSB | Floor Boxes | 22.87 | 15% | 26.3 | 0.125 | Carlon | Brown Duplex PVC Floor Box Cover | E
E97CCR | Floor Boxes | 11.6 | 15% | 13.34 | 0.125 | Carlon | PVC Floor Box Carpet Ring | E
E971FB | Floor Boxes | 8.73 | 15% | 10.04 | 0.5 | Carlon | PVC Floor Box Base | E
E971DSB | Floor Boxes | 19.9 | 15% | 22.89 | 0.375 | Carlon | Brown PVC Floor Box Outlet | E
BA4333 | Floor Boxes | 227.9 | 15% | 262.09 | 0.75 | Hubbell | Deep Alum 3G Cast Adj Floor Box | E
BA4233 | Floor Boxes | 160.16 | 15% | 184.18 | 0.75 | Hubbell | Deep Alum 2G Cast Adj Floor Box | E
BA2537 | Floor Boxes | 70.05 | 15% | 80.56 | 0.625 | Hubbell | Shallow Alum Rnd Cast Adj Floor Box | E
BA2536 | Floor Boxes | 66.24 | 15% | 76.18 | 0.625 | Hubbell | Deep Alum Rnd Cast Adj Floor Box | E
BA2529 | Floor Boxes | 62.6 | 15% | 71.99 | 0.625 | Hubbell | Shallow Alum Round Stl Adj Foor Box | E
BA2527 | Floor Boxes | 74.56 | 15% | 85.74 | 0.625 | Hubbell | Deep Alum Round Stl Adj Foor Box | E
BA2436 | Floor Boxes | 102.1 | 15% | 117.42 | 0.625 | Hubbell | Deep Alum 1G Cast Adj Floor Box | E
B88S | Floor Boxes | 53.95 | 15% | 62.04 | 0.625 | Hubbell | Shallow Rnd Stl Semi-Adj Floor Box | E
B88D | Floor Boxes | 55.25 | 15% | 63.54 | 0.625 | Hubbell | Deep Rnd Stl Semi-Adj Floor Box | E
B4333 | Floor Boxes | 220.92 | 15% | 254.06 | 0.875 | Hubbell | Deep Brass 3G Cast Adj Floor Box | E
B4314 | Floor Boxes | 178.5 | 15% | 205.28 | 0.875 | Hubbell | Brass 3G Cast Semi-Adj Floor Box | E
B4233 | Floor Boxes | 151.64 | 15% | 174.39 | 0.75 | Hubbell | Deep Brass 2G Cast Adj Floor Box | E
B4214 | Floor Boxes | 114.08 | 15% | 131.19 | 0.875 | Hubbell | Brass 2G Cast Semi-Adj Floor Box | E
B2589 | Floor Boxes | 45 | 15% | 51.75 | 0.625 | Hubbell | Brass Round Stl Non-Adj Floor Box | E
B2588 | Floor Boxes | 50.47 | 15% | 58.04 | 0.625 | Hubbell | Brass Round Stl Non-Adj Floor Box | E
B2537 | Floor Boxes | 69.51 | 15% | 79.94 | 0.625 | Hubbell | Shallow Brss Rnd Cast Adj Floor Box | E
B2536 | Floor Boxes | 72.83 | 15% | 83.75 | 0.625 | Hubbell | Deep Brass Rnd Cast Adj Floor Box | E
B2529 | Floor Boxes | 54.35 | 15% | 62.5 | 0.625 | Hubbell | Shallow Brss Round Stl Adj Foor Box | E
B2527 | Floor Boxes | 66.81 | 15% | 76.83 | 0.625 | Hubbell | Deep Brass Round Stl Adj Foor Box | E
B2524 | Floor Boxes | 62.22 | 15% | 71.55 | 0.625 | Hubbell | Shallow Rnd Stl Semi-Adj Floor Box | E
B2520 | Floor Boxes | 64.49 | 15% | 74.16 | 0.625 | Hubbell | Shallow Brss Rnd Cast Adj Floor Box | E
B2519 | Floor Boxes | 113.88 | 15% | 130.96 | 0.625 | Hubbell | Deep Brass Rnd Cast Adj Floor Box | E
B2506 | Floor Boxes | 137.15 | 15% | 157.72 | 0.625 | Hubbell | Deep Brass Rnd Cast Adj Floor Box | E
B2503 | Floor Boxes | 88.05 | 15% | 101.26 | 0.625 | Hubbell | Shallow Brss Rnd Cast Adj Floor Box | E
B2437 | Floor Boxes | 83.35 | 15% | 95.85 | 0.625 | Hubbell | Shallow Brass 1G Stl Adj Floor Box | E
B2436 | Floor Boxes | 89.33 | 15% | 102.73 | 0.625 | Hubbell | Deep Brass 1G Cast Adj Floor Box | E
B2429 | Floor Boxes | 71.78 | 15% | 82.55 | 0.625 | Hubbell | Shallow Brass 1G Stl Adj Floor Box | E
B2427 | Floor Boxes | 89.85 | 15% | 103.33 | 0.625 | Hubbell | Deep Brass 1G Stl Adj Floor Box | E
B2414 | Floor Boxes | 70.85 | 15% | 81.48 | 0.625 | Hubbell | Brass 1G Cast Semi-Adj Floor Box | E
AP2I | Floor Boxes | 40.61 | 15% | 46.7 | 0.125 | Hubbell | Ivory Poke Thru Abandonment Plate | E
AP2GY | Floor Boxes | 40.61 | 15% | 46.7 | 0.125 | Hubbell | Brown Poke Thru Abandonment Plate | E
97152 | Floor Boxes | 4.32 | 15% | 4.97 | 0.125 | Hubbell | Above Floor 2G Pedestal Blank Plate | E
97151 | Floor Boxes | 1.72 | 15% | 1.98 | 0.125 | Hubbell | Above Floor 1G Pedestal Blank Plate | E
97111 | Floor Boxes | 1.97 | 15% | 2.27 | 0.125 | Hubbell | Above Floor 1G Pedestal 1.580 Plate | E
97102 | Floor Boxes | 5.75 | 15% | 6.61 | 0.125 | Hubbell | Above Floor 2G Pedestal Dup Plate | E
97101 | Floor Boxes | 3.36 | 15% | 3.86 | 0.125 | Hubbell | Above Floor 1G Pedestal Dup Plate | E
97091 | Floor Boxes | 1.22 | 15% | 1.4 | 0.125 | Hubbell | Above Floor 1G Pedestal 1.390 Plate | E
5598 | Floor Boxes | 12.24 | 15% | 14.08 | 0.25 | Raco | PVC Floor Box Brass Tile Ring | E
5597 | Floor Boxes | 12.64 | 15% | 14.54 | 0.125 | Raco | 3G Rect Floor Box Carpet Ring | E
5596 | Floor Boxes | 10.63 | 15% | 12.22 | 0.125 | Raco | 2G Rect Floor Box Carpet Ring | E
5595 | Floor Boxes | 8.46 | 15% | 9.73 | 0.125 | Raco | 1G Rect Floor Box Carpet Ring | E
5591 | Floor Boxes | 17.46 | 15% | 20.08 | 0.125 | Raco | 2"x3/4" Rect Floor Box Plug | E
5589 | Floor Boxes | 17.46 | 15% | 20.08 | 0.125 | Raco | 2"x1" Rect Floor Box Plug | E
5588 | Floor Boxes | 17.31 | 15% | 19.91 | 0.125 | Raco | (2) 1-7/16" Rect Floor Box Cvr | E
5587 | Floor Boxes | 16.13 | 15% | 18.55 | 0.125 | Raco | 2"x3/4" Large Brass Floor Box Cover | E
5585 | Floor Boxes | 15.31 | 15% | 17.61 | 0.125 | Raco | 2"x1" Large Brass Floor Box Cover | E
5584 | Floor Boxes | 18.24 | 15% | 20.98 | 0.125 | Raco | (2) 1-7/16" Large Brass Flr Box Cvr | E
5582 | Floor Boxes | 39.3 | 15% | 45.2 | 0.125 | Raco | 2"x3/4" 5542 Floor Box Cover | E
5580 | Floor Boxes | 39.3 | 15% | 45.2 | 0.125 | Raco | 2"x1" 5542 Floor Box Cover | E
5574 | Floor Boxes | 8.68 | 15% | 9.98 | 0.125 | Raco | PVC Floor Box Y-Adapter | E
5568 | Floor Boxes | 12.53 | 15% | 14.41 | 0.125 | Raco | PVC Floor Box Gray Cover | E
5558 | Floor Boxes | 12.53 | 15% | 14.41 | 0.125 | Raco | PVC Floor Box Ivory Cover | E
5555 | Floor Boxes | 5.6 | 15% | 6.44 | 0.125 | Raco | PVC Floor Box Gray Carpet Ring | E
5554 | Floor Boxes | 5.6 | 15% | 6.44 | 0.125 | Raco | PVC Floor Box Ivory Carpet Ring | E
5544 | Floor Boxes | 6.32 | 15% | 7.27 | 0.125 | Raco | PVC Floor Box Adapter Ring | E
5542 | Floor Boxes | 10.04 | 15% | 11.55 | 0.125 | Raco | Stnd Rnd Stl Floor Box Sleeves | E
5541 | Floor Boxes | 24.18 | 15% | 27.81 | 0.125 | Raco | 4-7/16" Rnd Stl Floor Box Sleeves | E
5534 | Floor Boxes | 21.13 | 15% | 24.3 | 0.25 | Raco | PVC Floor Box Separation Unit | E
5533 | Floor Boxes | 8.46 | 15% | 9.73 | 0.125 | Raco | Clear Rnd Floor Box Carpet Ring | E
5532 | Floor Boxes | 29.03 | 15% | 33.38 | 0.125 | Raco | 1" Tapped Cover Floor Box Lid | E
5531 | Floor Boxes | 38.48 | 15% | 44.25 | 0.125 | Raco | Duplex Recpt 5542 Floor Box Cover | E
5530 | Floor Boxes | 31.76 | 15% | 36.52 | 0.25 | Raco | PVC Floor Box Brass Carpet Ring | E
5516 | Floor Boxes | 5.1 | 15% | 5.87 | 0.0625 | Raco | 1-7/16" Floor Box Abandon Plug | E
5511 | Floor Boxes | 30.87 | 15% | 35.5 | 0.5 | Raco | Standard PVC Floor Box | E
5510 | Floor Boxes | 4.86 | 15% | 5.59 | 0.0625 | Raco | 1" Floor Box Abandon Plug | E
5509 | Floor Boxes | 4.05 | 15% | 4.66 | 0.0625 | Raco | 3/4" Floor Box Abandon Plug | E
5508 | Floor Boxes | 5.21 | 15% | 5.99 | 0.0625 | Raco | 2" Floor Box Abandon Plug | E
3SFBTP | Floor Boxes | 8.05 | 15% | 9.26 | 0.125 | Hubbell | 3 Service Flr Box Phone Plate | E
3SFBSS | Floor Boxes | 86.08 | 15% | 98.99 | 0.875 | Hubbell | Steel 3 Service Floor Box | E
3SFBS | Floor Boxes | 8.96 | 15% | 10.3 | 0.125 | Hubbell | 3 Service Flr Box Sgl Recpt Plate | E
3SFBRP | Floor Boxes | 8.05 | 15% | 9.26 | 0.125 | Hubbell | 3 Service Flr Box Dup Recpt Plate | E
3SFBDS | Floor Boxes | 16.47 | 15% | 18.94 | 0.125 | Hubbell | 3 Service Flr Box Rectangular Plate | E
3SFBCIA | Floor Boxes | 73.39 | 15% | 84.4 | 0.25 | Hubbell | Ivory 3 Service Floor Box Cover | E
3SFBCGYA | Floor Boxes | 113.56 | 15% | 130.59 | 0.25 | Hubbell | Gray 3 Service Floor Box Cover | E
3SFBCBRA | Floor Boxes | 73.39 | 15% | 84.4 | 0.25 | Hubbell | Brown 3 Service Floor Box Cover | E
3SFBC | Floor Boxes | 137.4 | 15% | 158.01 | 0.875 | Hubbell | Cast 3 Service Floor Box | E
3SFBB | Floor Boxes | 10.24 | 15% | 11.78 | 0.125 | Hubbell | 3 Service Flr Box Blank Plate | E
W-8 | Fuses | 2.63 | 15% | 3.02 | 0.0625 | Bussmann | 8A Edison Base Plug Fuse-125V | E
W-6 | Fuses | 2.63 | 15% | 3.02 | 0.0625 | Bussmann | 6A Edison Base Plug Fuse-125V | E
W-5 | Fuses | 2.63 | 15% | 3.02 | 0.0625 | Bussmann | 5A Edison Base Plug Fuse-125V | E
W-3 | Fuses | 2.63 | 15% | 3.02 | 0.0625 | Bussmann | 3A Edison Base Plug Fuse-125V | E
W-2 | Fuses | 2.63 | 15% | 3.02 | 0.0625 | Bussmann | 2A Edison Base Plug Fuse-125V | E
W-10 | Fuses | 2.51 | 15% | 2.89 | 0.0625 | Bussmann | 10A Edison Base Plug Fuse-125V | E
W-1 | Fuses | 2.63 | 15% | 3.02 | 0.0625 | Bussmann | 1A Edison Base Plug Fuse-125V | E
STY | Fuses | 36.98 | 15% | 42.53 | 0.5 | Bussmann | 4" Square Box 2 Fuse, Switch | E
SSY-RL | Fuses | 79.79 | 15% | 91.76 | 0.75 | Bussmann | 4" Square Box Recep, Switch, Pilot | E
SSY-L | Fuses | 54.97 | 15% | 63.22 | 0.5 | Bussmann | 4" Square Box Switch, Pilot | E
SSY | Fuses | 14.98 | 15% | 17.23 | 0.375 | Bussmann | 4" Square Box Switch Control | E
SSX | Fuses | 19.46 | 15% | 22.38 | 0.375 | Bussmann | 4" Octagon Box Switch Control | E
SSW | Fuses | 26.5 | 15% | 30.48 | 0.375 | Bussmann | 2.25" Switch Box Switch Control | E
SSU | Fuses | 13.57 | 15% | 15.61 | 0.375 | Bussmann | 2.25" Handy Box Switch Control | E
SRY | Fuses | 31.87 | 15% | 36.65 | 0.375 | Bussmann | 4" Square Box Receptacle Unit | E
SRX | Fuses | 27.11 | 15% | 31.18 | 0.375 | Bussmann | 4" Octagon Box Receptacle Unit | E
SRW | Fuses | 24.57 | 15% | 28.26 | 0.375 | Bussmann | 2.75" Switch Box Receptacle Unit | E
SRU | Fuses | 20.13 | 15% | 23.15 | 0.375 | Bussmann | 2.25" Handy Box Receptacle Unit | E
SRA-R | Fuses | 59.09 | 15% | 67.95 | 0.625 | Bussmann | 4-11/16" Square Box 2 Receptacle | E
SOY-B | Fuses | 25.21 | 15% | 28.99 | 0.5 | Bussmann | 4" Square Box 2 Fuse Only | E
SOY | Fuses | 17.95 | 15% | 20.64 | 0.375 | Bussmann | 4" Square Box Plug Fuse | E
SOX | Fuses | 13.13 | 15% | 15.1 | 0.375 | Bussmann | 4" Octagon Box Plug Fuse | E
SOW | Fuses | 10.52 | 15% | 12.1 | 0.375 | Bussmann | 2.75" Switch Box Plug Fuse | E
SOU | Fuses | 14.65 | 15% | 16.85 | 0.375 | Bussmann | 2.25" Handy Box Plug Fuse | E
SKA | Fuses | 50.71 | 15% | 58.32 | 0.5 | Bussmann | 4-11/16" Square Box 250V Receptacle | E
SFC | Fuses | 581.51 | 15% | 668.74 | 1.25 | Bussmann | Spare Fuse Cabinet | E
SCY | Fuses | 48.18 | 15% | 55.41 | 0.75 | Bussmann | 4" Square Box 2 Fuse, 2 Switch | E
RLS450 | Fuses | 404.83 | 15% | 465.55 | 0.0625 | Littelfuse | 450A Renewable Class H Fuse-600V | E
RES-90 | Fuses | 87.43 | 15% | 100.54 | 0.0625 | Bussmann | 90A Renewable Class H Fuse-600V | E
RES-80 | Fuses | 77.3 | 15% | 88.9 | 0.0625 | Bussmann | 80A Renewable Class H Fuse-600V | E
RES-8 | Fuses | 17.41 | 15% | 20.02 | 0.0625 | Bussmann | 8A Renewable Class H Fuse-600V | E
RES-70 | Fuses | 84.98 | 15% | 97.73 | 0.0625 | Bussmann | 70A Renewable Class H Fuse-600V | E
RES-600 | Fuses | 463.84 | 15% | 533.42 | 0.0625 | Bussmann | 600A Renewable Class H Fuse-600V | E
RES-60 | Fuses | 33.78 | 15% | 38.85 | 0.0625 | Bussmann | 60A Renewable Class H Fuse-600V | E
RES-6 | Fuses | 16.36 | 15% | 18.81 | 0.0625 | Bussmann | 6A Renewable Class H Fuse-600V | E
RES-500 | Fuses | 335.11 | 15% | 385.38 | 0.0625 | Bussmann | 500A Renewable Class H Fuse-600V | E
RES-50 | Fuses | 48.55 | 15% | 55.83 | 0.0625 | Bussmann | 50A Renewable Class H Fuse-600V | E
RES-5 | Fuses | 16.32 | 15% | 18.77 | 0.0625 | Bussmann | 5A Renewable Class H Fuse-600V | E
RES-45 | Fuses | 50.68 | 15% | 58.28 | 0.0625 | Bussmann | 45A Renewable Class H Fuse-600V | E
RES-400 | Fuses | 270.09 | 15% | 310.6 | 0.0625 | Bussmann | 400A Renewable Class H Fuse-600V | E
RES-40 | Fuses | 48.55 | 15% | 55.83 | 0.0625 | Bussmann | 40A Renewable Class H Fuse-600V | E
RES-4 | Fuses | 15.16 | 15% | 17.43 | 0.0625 | Bussmann | 4A Renewable Class H Fuse-600V | E
RES-350 | Fuses | 228.93 | 15% | 263.27 | 0.0625 | Bussmann | 350A Renewable Class H Fuse-600V | E
RES-35 | Fuses | 48.55 | 15% | 55.83 | 0.0625 | Bussmann | 35A Renewable Class H Fuse-600V | E
RES-300 | Fuses | 326.3 | 15% | 375.25 | 0.0625 | Bussmann | 300A Renewable Class H Fuse-600V | E
RES-30 | Fuses | 21.62 | 15% | 24.86 | 0.0625 | Bussmann | 30A Renewable Class H Fuse-600V | E
RES-3 | Fuses | 17.42 | 15% | 20.03 | 0.0625 | Bussmann | 3A Renewable Class H Fuse-600V | E
RES-250 | Fuses | 328.13 | 15% | 377.35 | 0.0625 | Bussmann | 250A Renewable Class H Fuse-600V | E
RES-25 | Fuses | 30.91 | 15% | 35.55 | 0.0625 | Bussmann | 25A Renewable Class H Fuse-600V | E
RES-225 | Fuses | 342.97 | 15% | 394.42 | 0.0625 | Bussmann | 225A Renewable Class H Fuse-600V | E
RES-200 | Fuses | 129 | 15% | 148.35 | 0.0625 | Bussmann | 200A Renewable Class H Fuse-600V | E
RES-20 | Fuses | 24.89 | 15% | 28.62 | 0.0625 | Bussmann | 20A Renewable Class H Fuse-600V | E
RES-2 | Fuses | 15.16 | 15% | 17.43 | 0.0625 | Bussmann | 2A Renewable Class H Fuse-600V | E
RES-175 | Fuses | 149.53 | 15% | 171.96 | 0.0625 | Bussmann | 175A Renewable Class H Fuse-600V | E
RES-150 | Fuses | 151.87 | 15% | 174.65 | 0.0625 | Bussmann | 150A Renewable Class H Fuse-600V | E
RES-15 | Fuses | 28.84 | 15% | 33.17 | 0.0625 | Bussmann | 15A Renewable Class H Fuse-600V | E
RES-125 | Fuses | 170.1 | 15% | 195.62 | 0.0625 | Bussmann | 125A Renewable Class H Fuse-600V | E
RES-12 | Fuses | 15.85 | 15% | 18.23 | 0.0625 | Bussmann | 12A Renewable Class H Fuse-600V | E
RES-110 | Fuses | 167.02 | 15% | 192.07 | 0.0625 | Bussmann | 110A Renewable Class H Fuse-600V | E
RES-100 | Fuses | 69.89 | 15% | 80.37 | 0.0625 | Bussmann | 100A Renewable Class H Fuse-600V | E
RES-10 | Fuses | 31.74 | 15% | 36.5 | 0.0625 | Bussmann | 10A Renewable Class H Fuse-600V | E
RES-1 | Fuses | 15.16 | 15% | 17.43 | 0.0625 | Bussmann | 1A Renewable Class H Fuse-600V | E
REN-8 | Fuses | 15.39 | 15% | 17.7 | 0.0625 | Bussmann | 8A Renewable Class H Fuse-250V | E
REN-60 | Fuses | 20.17 | 15% | 23.2 | 0.0625 | Bussmann | 60A Renewable Class H Fuse-250V | E
REN-6 | Fuses | 14.03 | 15% | 16.13 | 0.0625 | Bussmann | 6A Renewable Class H Fuse-250V | E
REN-50 | Fuses | 28.97 | 15% | 33.32 | 0.0625 | Bussmann | 50A Renewable Class H Fuse-250V | E
REN-5 | Fuses | 15.39 | 15% | 17.7 | 0.0625 | Bussmann | 5A Renewable Class H Fuse-250V | E
REN-45 | Fuses | 28.97 | 15% | 33.32 | 0.0625 | Bussmann | 45A Renewable Class H Fuse-250V | E
REN-40 | Fuses | 28.97 | 15% | 33.32 | 0.0625 | Bussmann | 40A Renewable Class H Fuse-250V | E
REN-4 | Fuses | 10.63 | 15% | 12.22 | 0.0625 | Bussmann | 4A Renewable Class H Fuse-250V | E
REN-35 | Fuses | 30.23 | 15% | 34.76 | 0.0625 | Bussmann | 35A Renewable Class H Fuse-250V | E
REN-30 | Fuses | 10.37 | 15% | 11.93 | 0.0625 | Bussmann | 30A Renewable Class H Fuse-250V | E
REN-3 | Fuses | 16.07 | 15% | 18.48 | 0.0625 | Bussmann | 3A Renewable Class H Fuse-250V | E
REN-25 | Fuses | 14.75 | 15% | 16.96 | 0.0625 | Bussmann | 25A Renewable Class H Fuse-250V | E
REN-20 | Fuses | 13.8 | 15% | 15.87 | 0.0625 | Bussmann | 20A Renewable Class H Fuse-250V | E
REN-2 | Fuses | 13.28 | 15% | 15.27 | 0.0625 | Bussmann | 2A Renewable Class H Fuse-250V | E
REN-15 | Fuses | 13.24 | 15% | 15.23 | 0.0625 | Bussmann | 15A Renewable Class H Fuse-250V | E
REN-12 | Fuses | 13.24 | 15% | 15.23 | 0.0625 | Bussmann | 12A Renewable Class H Fuse-250V | E
REN-10 | Fuses | 12.93 | 15% | 14.87 | 0.0625 | Bussmann | 10A Renewable Class H Fuse-250V | E
REN-1 | Fuses | 13.7 | 15% | 15.76 | 0.0625 | Bussmann | 1A Renewable Class H Fuse-250V | E
NOS-90 | Fuses | 32.52 | 15% | 37.4 | 0.0625 | Bussmann | 90A Non-Renew Class H Fuse-600V | E
NOS-80 | Fuses | 32.06 | 15% | 36.87 | 0.0625 | Bussmann | 80A Non-Renew Class H Fuse-600V | E
NOS-8 | Fuses | 10.91 | 15% | 12.55 | 0.0625 | Bussmann | 8A Non-Renew Class K5 Fuse-600V | E
NOS-70 | Fuses | 32.06 | 15% | 36.87 | 0.0625 | Bussmann | 70A Non-Renew Class H Fuse-600V | E
NOS-7 | Fuses | 10.91 | 15% | 12.55 | 0.0625 | Bussmann | 7A Non-Renew Class K5 Fuse-600V | E
NOS-600 | Fuses | 208.68 | 15% | 239.98 | 0.0625 | Bussmann | 600A Non-Renew Class H Fuse-600V | E
NOS-60 | Fuses | 13.24 | 15% | 15.23 | 0.0625 | Bussmann | 60A Non-Renew Class K5 Fuse-600V | E
NOS-6 | Fuses | 9.23 | 15% | 10.61 | 0.0625 | Bussmann | 6A Non-Renew Class K5 Fuse-600V | E
NOS-500 | Fuses | 208.68 | 15% | 239.98 | 0.0625 | Bussmann | 500A Non-Renew Class H Fuse-600V | E
NOS-50 | Fuses | 14.17 | 15% | 16.3 | 0.0625 | Bussmann | 50A Non-Renew Class K5 Fuse-600V | E
NOS-5 | Fuses | 10.55 | 15% | 12.13 | 0.0625 | Bussmann | 5A Non-Renew Class K5 Fuse-600V | E
NOS-450 | Fuses | 208.68 | 15% | 239.98 | 0.0625 | Bussmann | 450A Non-Renew Class H Fuse-600V | E
NOS-45 | Fuses | 15.22 | 15% | 17.5 | 0.0625 | Bussmann | 45A Non-Renew Class K5 Fuse-600V | E
NOS-400 | Fuses | 126.79 | 15% | 145.81 | 0.0625 | Bussmann | 400A Non-Renew Class H Fuse-600V | E
NOS-40 | Fuses | 13.38 | 15% | 15.39 | 0.0625 | Bussmann | 40A Non-Renew Class K5 Fuse-600V | E
NOS-350 | Fuses | 132.32 | 15% | 152.17 | 0.0625 | Bussmann | 350A Non-Renew Class H Fuse-600V | E
NOS-35 | Fuses | 14.33 | 15% | 16.48 | 0.0625 | Bussmann | 35A Non-Renew Class K5 Fuse-600V | E
NOS-300 | Fuses | 126.79 | 15% | 145.81 | 0.0625 | Bussmann | 300A Non-Renew Class H Fuse-600V | E
NOS-30 | Fuses | 9.02 | 15% | 10.37 | 0.0625 | Bussmann | 30A Non-Renew Class K5 Fuse-600V | E
NOS-250 | Fuses | 132.34 | 15% | 152.19 | 0.0625 | Bussmann | 250A Non-Renew Class H Fuse-600V | E
NOS-25 | Fuses | 9.51 | 15% | 10.94 | 0.0625 | Bussmann | 25A Non-Renew Class K5 Fuse-600V | E
NOS-225 | Fuses | 131.08 | 15% | 150.74 | 0.0625 | Bussmann | 225A Non-Renew Class H Fuse-600V | E
NOS-200 | Fuses | 61.05 | 15% | 70.21 | 0.0625 | Bussmann | 200A Non-Renew Class H Fuse-600V | E
NOS-20 | Fuses | 8.37 | 15% | 9.63 | 0.0625 | Bussmann | 20A Non-Renew Class K5 Fuse-600V | E
NOS-175 | Fuses | 66.37 | 15% | 76.33 | 0.0625 | Bussmann | 175A Non-Renew Class H Fuse-600V | E
NOS-150 | Fuses | 63.54 | 15% | 73.07 | 0.0625 | Bussmann | 150A Non-Renew Class H Fuse-600V | E
NOS-15 | Fuses | 8.37 | 15% | 9.63 | 0.0625 | Bussmann | 15A Non-Renew Class K5 Fuse-600V | E
NOS-125 | Fuses | 63.54 | 15% | 73.07 | 0.0625 | Bussmann | 125A Non-Renew Class H Fuse-600V | E
NOS-12 | Fuses | 10.64 | 15% | 12.24 | 0.0625 | Bussmann | 12A Non-Renew Class K5 Fuse-600V | E
NOS-110 | Fuses | 66.37 | 15% | 76.33 | 0.0625 | Bussmann | 110A Non-Renew Class H Fuse-600V | E
NOS-100 | Fuses | 29.23 | 15% | 33.61 | 0.0625 | Bussmann | 100A Non-Renew Class H Fuse-600V | E
NOS-10 | Fuses | 10.32 | 15% | 11.87 | 0.0625 | Bussmann | 10A Non-Renew Class K5 Fuse-600V | E
NON-90 | Fuses | 14.41 | 15% | 16.57 | 0.0625 | Bussmann | 90A Non-Renew Class H Fuse-250V | E
NON-80 | Fuses | 13.82 | 15% | 15.89 | 0.0625 | Bussmann | 80A Non-Renew Class H Fuse-250V | E
NON-8 | Fuses | 2.28 | 15% | 2.62 | 0.0625 | Bussmann | 8A Non-Renew Class K5 Fuse-250V | E
NON-70 | Fuses | 12.85 | 15% | 14.78 | 0.0625 | Bussmann | 70A Non-Renew Class H Fuse-250V | E
NON-7 | Fuses | 2.28 | 15% | 2.62 | 0.0625 | Bussmann | 7A Non-Renew Class K5 Fuse-250V | E
NON-600 | Fuses | 90.97 | 15% | 104.62 | 0.0625 | Bussmann | 600A Non-Renew Class H Fuse-250V | E
NON-60 | Fuses | 2.72 | 15% | 3.13 | 0.0625 | Bussmann | 60A Non-Renew Class K5 Fuse-250V | E
NON-6 | Fuses | 2.28 | 15% | 2.62 | 0.0625 | Bussmann | 6A Non-Renew Class K5 Fuse-250V | E
NON-500 | Fuses | 90.97 | 15% | 104.62 | 0.0625 | Bussmann | 500A Non-Renew Class H Fuse-250V | E
NON-50 | Fuses | 2.72 | 15% | 3.13 | 0.0625 | Bussmann | 50A Non-Renew Class K5 Fuse-250V | E
NON-5 | Fuses | 2.28 | 15% | 2.62 | 0.0625 | Bussmann | 5A Non-Renew Class K5 Fuse-250V | E
NON-450 | Fuses | 90.97 | 15% | 104.62 | 0.0625 | Bussmann | 450A Non-Renew Class H Fuse-250V | E
NON-45 | Fuses | 2.93 | 15% | 3.37 | 0.0625 | Bussmann | 45A Non-Renew Class K5 Fuse-250V | E
NON-400 | Fuses | 60.35 | 15% | 69.4 | 0.0625 | Bussmann | 400A Non-Renew Class H Fuse-250V | E
NON-40 | Fuses | 2.72 | 15% | 3.13 | 0.0625 | Bussmann | 40A Non-Renew Class K5 Fuse-250V | E
NON-4 | Fuses | 2.28 | 15% | 2.62 | 0.0625 | Bussmann | 4A Non-Renew Class K5 Fuse-250V | E
NON-350 | Fuses | 60.35 | 15% | 69.4 | 0.0625 | Bussmann | 350A Non-Renew Class H Fuse-250V | E
NON-35 | Fuses | 2.72 | 15% | 3.13 | 0.0625 | Bussmann | 35A Non-Renew Class K5 Fuse-250V | E
NON-300 | Fuses | 60.35 | 15% | 69.4 | 0.0625 | Bussmann | 300A Non-Renew Class H Fuse-250V | E
NON-30 | Fuses | 1.58 | 15% | 1.82 | 0.0625 | Bussmann | 30A Non-Renew Class K5 Fuse-250V | E
NON-3 | Fuses | 2.28 | 15% | 2.62 | 0.0625 | Bussmann | 3A Non-Renew Class K5 Fuse-250V | E
NON-250 | Fuses | 60.35 | 15% | 69.4 | 0.0625 | Bussmann | 250A Non-Renew Class H Fuse-250V | E
NON-25 | Fuses | 1.9 | 15% | 2.19 | 0.0625 | Bussmann | 25A Non-Renew Class K5 Fuse-250V | E
NON-225 | Fuses | 60.35 | 15% | 69.4 | 0.0625 | Bussmann | 225A Non-Renew Class H Fuse-250V | E
NON-200 | Fuses | 27.17 | 15% | 31.25 | 0.0625 | Bussmann | 200A Non-Renew Class H Fuse-250V | E
NON-20 | Fuses | 1.64 | 15% | 1.89 | 0.0625 | Bussmann | 20A Non-Renew Class K5 Fuse-250V | E
NON-2 | Fuses | 2.28 | 15% | 2.62 | 0.0625 | Bussmann | 2A Non-Renew Class K5 Fuse-250V | E
NON-175 | Fuses | 33.97 | 15% | 39.07 | 0.0625 | Bussmann | 175A Non-Renew Class H Fuse-250V | E
NON-150 | Fuses | 30.34 | 15% | 34.89 | 0.0625 | Bussmann | 150A Non-Renew Class H Fuse-250V | E
NON-15 | Fuses | 1.64 | 15% | 1.89 | 0.0625 | Bussmann | 15A Non-Renew Class K5 Fuse-250V | E
NON-125 | Fuses | 30.34 | 15% | 34.89 | 0.0625 | Bussmann | 125A Non-Renew Class H Fuse-250V | E
NON-12 | Fuses | 2.28 | 15% | 2.62 | 0.0625 | Bussmann | 12A Non-Renew Class K5 Fuse-250V | E
NON-110 | Fuses | 34.02 | 15% | 39.12 | 0.0625 | Bussmann | 110A Non-Renew Class H Fuse-250V | E
NON-100 | Fuses | 11.51 | 15% | 13.24 | 0.0625 | Bussmann | 100A Non-Renew Class H Fuse-250V | E
NON-10 | Fuses | 1.9 | 15% | 2.19 | 0.0625 | Bussmann | 10A Non-Renew Class K5 Fuse-250V | E
NON-1 | Fuses | 2.28 | 15% | 2.62 | 0.0625 | Bussmann | 1A Non-Renew Class K5 Fuse-250V | E
NO663-R | Fuses | 14.67 | 15% | 16.87 | 0.25 | Bussmann | 30A-60A Class R Fuse Reducer-600V | E
NO642-R | Fuses | 144.81 | 15% | 166.53 | 0.25 | Bussmann | 200A-400A Class R Fuse Reducer-600V | E
NO626-R | Fuses | 95.82 | 15% | 110.19 | 0.25 | Bussmann | 60A-200A Class R Fuse Reducer-600V | E
NO616-R | Fuses | 31.2 | 15% | 35.88 | 0.25 | Bussmann | 60A-100A Class R Fuse Reducer-600V | E
NO2664-R | Fuses | 191.33 | 15% | 220.03 | 0.25 | Bussmann | 400A-600A Class R Fuse Reducer-250V | E
NO2662-R | Fuses | 174.56 | 15% | 200.74 | 0.25 | Bussmann | 200A-600A Class R Fuse Reducer-250V | E
NO2661-R | Fuses | 163.21 | 15% | 187.69 | 0.25 | Bussmann | 100A-600A Class R Fuse Reducer-250V | E
NO2641-R | Fuses | 122.61 | 15% | 141 | 0.25 | Bussmann | 100A-400A Class R Fuse Reducer-250V | E
NO263-R | Fuses | 13.79 | 15% | 15.86 | 0.25 | Bussmann | 30A-60A Class R Fuse Reducer-250V | E
NO2621-R | Fuses | 38.67 | 15% | 44.47 | 0.25 | Bussmann | 100A-200A Class R Fuse Reducer-250V | E
NO242-R | Fuses | 153.11 | 15% | 176.08 | 0.25 | Bussmann | 200A-400A Class R Fuse Reducer-250V | E
NO226-R | Fuses | 69.03 | 15% | 79.38 | 0.25 | Bussmann | 60A-200A Class R Fuse Reducer-250V | E
NO216-R | Fuses | 19.24 | 15% | 22.13 | 0.25 | Bussmann | 60A-100A Class R Fuse Reducer-250V | E
NO213-R | Fuses | 25.19 | 15% | 28.97 | 0.25 | Bussmann | 30A-100A Class R Fuse Reducer-250V | E
LPS-RK-9SP | Fuses | 22.09 | 15% | 25.4 | 0.0625 | Bussmann | 9A 2 Element Delay RK1 Fuse-600V | E
LPS-RK-90SP | Fuses | 48.63 | 15% | 55.92 | 0.0625 | Bussmann | 90A 2 Element Delay RK1 Fuse-600V | E
LPS-RK-8SP | Fuses | 18.14 | 15% | 20.86 | 0.0625 | Bussmann | 8A 2 Element Delay RK1 Fuse-600V | E
LPS-RK-80SP | Fuses | 48.63 | 15% | 55.92 | 0.0625 | Bussmann | 80A 2 Element Delay RK1 Fuse-600V | E
LPS-RK-810SP | Fuses | 33.92 | 15% | 39.01 | 0.0625 | Bussmann | .8A Time Delay Class RK1 Fuse-600V | E
LPS-RK-70SP | Fuses | 48.63 | 15% | 55.92 | 0.0625 | Bussmann | 70A 2 Element Delay RK1 Fuse-600V | E
LPS-RK-6SP | Fuses | 18.14 | 15% | 20.86 | 0.0625 | Bussmann | 6A 2 Element Delay RK1 Fuse-600V | E
LPS-RK-6-14SP | Fuses | 22.09 | 15% | 25.4 | 0.0625 | Bussmann | 6.25 2 Element Delay RK1 Fuse-600V | E
LPS-RK-60SP | Fuses | 24.68 | 15% | 28.38 | 0.0625 | Bussmann | 60A 2 Element Delay RK1 Fuse-600V | E
LPS-RK-600SP | Fuses | 282.32 | 15% | 324.67 | 0.0625 | Bussmann | 600A 2 Element Delay RK1 Fuse-600V | E
LPS-RK-610SP | Fuses | 33.92 | 15% | 39.01 | 0.0625 | Bussmann | .6A 2 Element Delay RK1 Fuse-600V | E
LPS-RK-5SP | Fuses | 18.14 | 15% | 20.86 | 0.0625 | Bussmann | 5A 2 Element Delay RK1 Fuse-600V | E
LPS-RK-5-610SP | Fuses | 25.87 | 15% | 29.75 | 0.0625 | Bussmann | 5.6A 2 Element Delay RK1 Fuse-600V | E
LPS-RK-50SP | Fuses | 23.55 | 15% | 27.08 | 0.0625 | Bussmann | 50A 2 Element Delay RK1 Fuse-600V | E
LPS-RK-500SP | Fuses | 327.08 | 15% | 376.14 | 0.0625 | Bussmann | 500A 2 Element Delay RK1 Fuse-600V | E
LPS-RK-4SP | Fuses | 18.14 | 15% | 20.86 | 0.0625 | Bussmann | 4A 2Element Delay RK1 Fuse-600V | E
LPS-RK-45SP | Fuses | 23.55 | 15% | 27.08 | 0.0625 | Bussmann | 45A 2 Element Delay RK1 Fuse-600V | E
LPS-RK-450SP | Fuses | 327.08 | 15% | 376.14 | 0.0625 | Bussmann | 450A 2 Element Delay RK1 Fuse-600V | E
LPS-RK-4-12SP | Fuses | 25.87 | 15% | 29.75 | 0.0625 | Bussmann | 4.5A 2 Element Delay RK1 Fuse-600V | E
LPS-RK-40SP | Fuses | 23.55 | 15% | 27.08 | 0.0625 | Bussmann | 40A 2 Element Delay RK1 Fuse-600V | E
LPS-RK-400SP | Fuses | 194.51 | 15% | 223.69 | 0.0625 | Bussmann | 400A 2 Element Delay RK1 Fuse-600V | E
LPS-RK-410SP | Fuses | 36.21 | 15% | 41.64 | 0.0625 | Bussmann | .4A Time Delay Class RK1 Fuse-600V | E
LPS-RK-3SP | Fuses | 18.14 | 15% | 20.86 | 0.0625 | Bussmann | 3A 2 Element Delay RK1 Fuse-600V | E
LPS-RK-35SP | Fuses | 23.55 | 15% | 27.08 | 0.0625 | Bussmann | 35A 2 Element Delay RK1 Fuse-600V | E
LPS-RK-350SP | Fuses | 225.35 | 15% | 259.15 | 0.0625 | Bussmann | 350A 2 Element Delay RK1 Fuse-600V | E
LPS-RK-3-210SP | Fuses | 22.09 | 15% | 25.4 | 0.0625 | Bussmann | 3.2A 2 Element Delay RK1 Fuse-600V | E
LPS-RK-3-12SP | Fuses | 22.09 | 15% | 25.4 | 0.0625 | Bussmann | 3.5A 2 Element Delay RK1 Fuse-600V | E
LPS-RK-30SP | Fuses | 13.69 | 15% | 15.74 | 0.0625 | Bussmann | 30A 2 Element Delay RK1 Fuse-600V | E
LPS-RK-300SP | Fuses | 194.51 | 15% | 223.69 | 0.0625 | Bussmann | 300A 2 Element Delay RK1 Fuse-600V | E
LPS-RK-2SP | Fuses | 19.52 | 15% | 22.45 | 0.0625 | Bussmann | 2A 2 Element Delay RK1 Fuse-600V | E
LPS-RK-2-810SP | Fuses | 27.31 | 15% | 31.41 | 0.0625 | Bussmann | 2.8A 2 Element Delay RK1 Fuse-600V | E
LPS-RK-25SP | Fuses | 13.69 | 15% | 15.74 | 0.0625 | Bussmann | 25A 2 Element Delay RK1 Fuse-600V | E
LPS-RK-250SP | Fuses | 194.51 | 15% | 223.69 | 0.0625 | Bussmann | 250A 2 Element Delay RK1 Fuse-600V | E
LPS-RK-225SP | Fuses | 194.51 | 15% | 223.69 | 0.0625 | Bussmann | 225A 2 Element Delay RK1 Fuse-600V | E
LPS-RK-2-14SP | Fuses | 24.05 | 15% | 27.66 | 0.0625 | Bussmann | 2.25A 2 Element Delay RK1 Fuse-600V | E
LPS-RK-2-12SP | Fuses | 23.77 | 15% | 27.34 | 0.0625 | Bussmann | 2.5A 2 Element Delay RK1 Fuse-600V | E
LPS-RK-20SP | Fuses | 13.69 | 15% | 15.74 | 0.0625 | Bussmann | 20A 2 Element Delay RK1 Fuse-600V | E
LPS-RK-200SP | Fuses | 97.28 | 15% | 111.87 | 0.0625 | Bussmann | 200A 2 Element Delay RK1 Fuse-600V | E
LPS-RK-210SP | Fuses | 36.21 | 15% | 41.64 | 0.0625 | Bussmann | .2A Time Delay Class RK1 Fuse-600V | E
LPS-RK-1SP | Fuses | 23.77 | 15% | 27.34 | 0.0625 | Bussmann | 1A 2 Element Delay RK1 Fuse-600V | E
LPS-RK-1-810SP | Fuses | 32.13 | 15% | 36.95 | 0.0625 | Bussmann | 1.8A 2Element Delay RK1 Fuse-600V | E
LPS-RK-175SP | Fuses | 97.28 | 15% | 111.87 | 0.0625 | Bussmann | 175A 2 Element Delay RK1 Fuse-600V | E
LPS-RK-17-12SP | Fuses | 13.69 | 15% | 15.74 | 0.0625 | Bussmann | 17.5A 2 Element Delay RK1 Fuse-600V | E
LPS-RK-1-610SP | Fuses | 23.77 | 15% | 27.34 | 0.0625 | Bussmann | 1.6A 2 Element Delay RK1 Fuse-600V | E
LPS-RK-15SP | Fuses | 13.69 | 15% | 15.74 | 0.0625 | Bussmann | 15A 2 Element Delay RK1 Fuse-600V | E
LPS-RK-150SP | Fuses | 97.28 | 15% | 111.87 | 0.0625 | Bussmann | 150A 2 Element Delay RK1 Fuse-600V | E
LPS-RK-1-410SP | Fuses | 34.59 | 15% | 39.78 | 0.0625 | Bussmann | 1.4A 2Element Delay RK1 Fuse-600V | E
LPS-RK-12SP | Fuses | 15.55 | 15% | 17.88 | 0.0625 | Bussmann | 12A 2 Element Delay RK1 Fuse-600V | E
LPS-RK-125SP | Fuses | 97.28 | 15% | 111.87 | 0.0625 | Bussmann | 125A 2 Element Delay RK1 Fuse-600V | E
LPS-RK-110SP | Fuses | 97.28 | 15% | 111.87 | 0.0625 | Bussmann | 110A 2 Element Delay RK1 Fuse-600V | E
LPS-RK-1-18SP | Fuses | 34.59 | 15% | 39.78 | 0.0625 | Bussmann | 1.125A 2Element Delay RK1 Fuse-600V | E
LPS-RK-1-14SP | Fuses | 24.05 | 15% | 27.66 | 0.0625 | Bussmann | 1.25A 2Element Delay RK1 Fuse-600V | E
LPS-RK-10SP | Fuses | 18.14 | 15% | 20.86 | 0.0625 | Bussmann | 10A 2 Element Delay RK1 Fuse-600V | E
LPS-RK-100SP | Fuses | 48.63 | 15% | 55.92 | 0.0625 | Bussmann | 100A 2 Element Delay RK1 Fuse-600V | E
LPN-RK-9SP | Fuses | 12.35 | 15% | 14.2 | 0.0625 | Bussmann | 9A 2 Element Delay RK1 Fuse-250V | E
LPN-RK-90SP | Fuses | 37.14 | 15% | 42.71 | 0.0625 | Bussmann | 90A Time Delay Class RK1 Fuse-250V | E
LPN-RK-8SP | Fuses | 9.13 | 15% | 10.5 | 0.0625 | Bussmann | 8A 2 Element Delay RK1 Fuse-250V | E
LPN-RK-80SP | Fuses | 30.61 | 15% | 35.2 | 0.0625 | Bussmann | 80A Time Delay Class RK1 Fuse-250V | E
LPN-RK-810SP | Fuses | 14.53 | 15% | 16.71 | 0.0625 | Bussmann | .8A 2Element Delay RK1 Fuse-250V | E
LPN-RK-70SP | Fuses | 30.61 | 15% | 35.2 | 0.0625 | Bussmann | 70A Time Delay Class RK1 Fuse-250V | E
LPN-RK-6SP | Fuses | 9.99 | 15% | 11.49 | 0.0625 | Bussmann | 6A 2 Element Delay RK1 Fuse-250V | E
LPN-RK-6-14SP | Fuses | 11.56 | 15% | 13.29 | 0.0625 | Bussmann | 6.25A 2 Element Delay RK1 Fuse-250V | E
LPN-RK-60SP | Fuses | 13.66 | 15% | 15.71 | 0.0625 | Bussmann | 60A Time Delay Class RK1 Fuse-250V | E
LPN-RK-600SP | Fuses | 150.24 | 15% | 172.78 | 0.0625 | Bussmann | 600A 2 Element Delay RK1 Fuse-250V | E
LPN-RK-610 | Fuses | 13.56 | 15% | 15.59 | 0.0625 | Bussmann | .6A 2 Element Delay RK1 Fuse-250V | E
LPN-RK-5SP | Fuses | 8.25 | 15% | 9.49 | 0.0625 | Bussmann | 5A 2 Element Delay RK1 Fuse-250V | E
LPN-RK-5-610SP | Fuses | 14.54 | 15% | 16.72 | 0.0625 | Bussmann | 5.6A 2 Element Delay RK1 Fuse-250V | E
LPN-RK-50SP | Fuses | 13.66 | 15% | 15.71 | 0.0625 | Bussmann | 50A Time Delay Class RK1 Fuse-250V | E
LPN-RK-500SP | Fuses | 186.01 | 15% | 213.91 | 0.0625 | Bussmann | 500A 2 Element Delay RK1 Fuse-250V | E
LPN-RK-4SP | Fuses | 9.56 | 15% | 10.99 | 0.0625 | Bussmann | 4A 2 Element Delay RK1 Fuse-250V | E
LPN-RK-45SP | Fuses | 13.66 | 15% | 15.71 | 0.0625 | Bussmann | 45A Time Delay Class RK1 Fuse-250V | E
LPN-RK-450SP | Fuses | 202.43 | 15% | 232.79 | 0.0625 | Bussmann | 450A 2 Element Delay RK1 Fuse-250V | E
LPN-RK-4-12SP | Fuses | 11.22 | 15% | 12.9 | 0.0625 | Bussmann | 4.5A 2 Element Delay RK1 Fuse-250V | E
LPN-RK-40SP | Fuses | 13.66 | 15% | 15.71 | 0.0625 | Bussmann | 40A Time Delay Class RK1 Fuse-250V | E
LPN-RK-400SP | Fuses | 98.05 | 15% | 112.76 | 0.0625 | Bussmann | 400A 2 Element Delay RK1 Fuse-250V | E
LPN-RK-410SP | Fuses | 15.37 | 15% | 17.68 | 0.0625 | Bussmann | .4A 2Element Delay RK1 Fuse-250V | E
LPN-RK-3SP | Fuses | 9.56 | 15% | 10.99 | 0.0625 | Bussmann | 3A 2 Element Delay RK1 Fuse-250V | E
LPN-RK-35SP | Fuses | 13.66 | 15% | 15.71 | 0.0625 | Bussmann | 35A Time Delay Class RK1 Fuse-250V | E
LPN-RK-350SP | Fuses | 121.41 | 15% | 139.62 | 0.0625 | Bussmann | 350A 2 Element Delay RK1 Fuse-250V | E
LPN-RK-3-210SP | Fuses | 9.56 | 15% | 10.99 | 0.0625 | Bussmann | 3.2A 2 Element Delay RK1 Fuse-250V | E
LPN-RK-3-12SP | Fuses | 11.64 | 15% | 13.39 | 0.0625 | Bussmann | 3.5A 2 Element Delay RK1 Fuse-250V | E
LPN-RK-30SP | Fuses | 7.06 | 15% | 8.12 | 0.0625 | Bussmann | 30A Time Delay Class RK1 Fuse-250V | E
LPN-RK-300SP | Fuses | 119.2 | 15% | 137.08 | 0.0625 | Bussmann | 300A 2 Element Delay RK1 Fuse-250V | E
LPN-RK-2SP | Fuses | 8.25 | 15% | 9.49 | 0.0625 | Bussmann | 2A 2 Element Delay RK1 Fuse-250V | E
LPN-RK-2-810SP | Fuses | 14.53 | 15% | 16.71 | 0.0625 | Bussmann | 2.8A Time Delay Class RK1 Fuse-250V | E
LPN-RK-25SP | Fuses | 7.06 | 15% | 8.12 | 0.0625 | Bussmann | 25A Time Delay Class RK1 Fuse-250V | E
LPN-RK-250SP | Fuses | 119.25 | 15% | 137.14 | 0.0625 | Bussmann | 250A 2 Element Delay RK1 Fuse-250V | E
LPN-RK-225SP | Fuses | 119.2 | 15% | 137.08 | 0.0625 | Bussmann | 225A 2 Element Delay RK1 Fuse-250V | E
LPN-RK-2-14SP | Fuses | 15.37 | 15% | 17.68 | 0.0625 | Bussmann | 2.25A 2 Element Delay RK1 Fuse-250V | E
LPN-RK-2-12SP | Fuses | 11.5 | 15% | 13.23 | 0.0625 | Bussmann | 2.5A 2 Element Delay RK1 Fuse-250V | E
LPN-RK-20SP | Fuses | 7.06 | 15% | 8.12 | 0.0625 | Bussmann | 20A Time Delay Class RK1 Fuse-250V | E
LPN-RK-200SP | Fuses | 67.36 | 15% | 77.46 | 0.0625 | Bussmann | 200A 2 Element Delay RK1 Fuse-250V | E
LPN-RK-210SP | Fuses | 15.37 | 15% | 17.68 | 0.0625 | Bussmann | .2A 2Element Delay RK1 Fuse-250V | E
LPN-RK-1SP | Fuses | 9.93 | 15% | 11.42 | 0.0625 | Bussmann | 1A 2 Element Delay RK1 Fuse-250V | E
LPN-RK-1-810SP | Fuses | 15.37 | 15% | 17.68 | 0.0625 | Bussmann | 1.8A 2Element Delay RK1 Fuse-250V | E
LPN-RK-175SP | Fuses | 57.3 | 15% | 65.9 | 0.0625 | Bussmann | 175A Time Delay Class RK1 Fuse-250V | E
LPN-RK-17-12SP | Fuses | 8.72 | 15% | 10.03 | 0.0625 | Bussmann | 17.5 Time Delay Class RK1 Fuse-250V | E
LPN-RK-1-610SP | Fuses | 10.18 | 15% | 11.71 | 0.0625 | Bussmann | 1.6A 2 Element Delay RK1 Fuse-250V | E
LPN-RK-15SP | Fuses | 7.06 | 15% | 8.12 | 0.0625 | Bussmann | 15A Time Delay Class RK1 Fuse-250V | E
LPN-RK-150SP | Fuses | 67.36 | 15% | 77.46 | 0.0625 | Bussmann | 150A Time Delay Class RK1 Fuse-250V | E
LPN-RK-1-410SP | Fuses | 14.53 | 15% | 16.71 | 0.0625 | Bussmann | 1.4A 2Element Delay RK1 Fuse-250V | E
LPN-RK-12SP | Fuses | 10.78 | 15% | 12.4 | 0.0625 | Bussmann | 12A Time Delay Class RK1 Fuse-250V | E
LPN-RK-125SP | Fuses | 67.36 | 15% | 77.46 | 0.0625 | Bussmann | 125A Time Delay Class RK1 Fuse-250V | E
LPN-RK-110SP | Fuses | 96.11 | 15% | 110.53 | 0.0625 | Bussmann | 110A Time Delay Class RK1 Fuse-250V | E
LPN-RK-1-18SP | Fuses | 13.97 | 15% | 16.07 | 0.0625 | Bussmann | 1.125A 2Element Delay RK1 Fuse-250V | E
LPN-RK-1-14SP | Fuses | 14.53 | 15% | 16.71 | 0.0625 | Bussmann | 1.25 Time Delay Class RK1 Fuse-250V | E
LPN-RK-10SP | Fuses | 7.53 | 15% | 8.66 | 0.0625 | Bussmann | 10A 2Element Delay RK1 Fuse-250V | E
LPN-RK-100SP | Fuses | 30.61 | 15% | 35.2 | 0.0625 | Bussmann | 100A Time Delay Class RK1 Fuse-250V | E
LPJ-9SP | Fuses | 14.29 | 15% | 16.43 | 0.0625 | Bussmann | 9A Time Delay Class J Fuse-600V | E
LPJ-90SP | Fuses | 47.52 | 15% | 54.65 | 0.0625 | Bussmann | 90A Time Delay Class J Fuse-600V | E
LPJ-8SP | Fuses | 13.98 | 15% | 16.08 | 0.0625 | Bussmann | 8A Time Delay Class J Fuse-600V | E
LPJ-80SP | Fuses | 39.88 | 15% | 45.86 | 0.0625 | Bussmann | 80A Time Delay Class J Fuse-600V | E
LPJ-7SP | Fuses | 13.98 | 15% | 16.08 | 0.0625 | Bussmann | 7A Time Delay Class J Fuse-600V | E
LPJ-70SP | Fuses | 39.88 | 15% | 45.86 | 0.0625 | Bussmann | 70A Time Delay Class J Fuse-600V | E
LPJ-60SP | Fuses | 18.95 | 15% | 21.79 | 0.0625 | Bussmann | 60A Time Delay Class J Fuse-600V | E
LPJ-600SP | Fuses | 289.08 | 15% | 332.44 | 0.0625 | Bussmann | 600A Time Delay Class J Fuse-600V | E
LPJ-50SP | Fuses | 18.95 | 15% | 21.79 | 0.0625 | Bussmann | 50A Time Delay Class J Fuse-600V | E
LPJ-500SP | Fuses | 314.6 | 15% | 361.79 | 0.0625 | Bussmann | 500A Time Delay Class J Fuse-600V | E
LPJ-45SP | Fuses | 18.95 | 15% | 21.79 | 0.0625 | Bussmann | 45A Time Delay Class J Fuse-600V | E
LPJ-450SP | Fuses | 314.6 | 15% | 361.79 | 0.0625 | Bussmann | 450A Time Delay Class J Fuse-600V | E
LPJ-40SP | Fuses | 18.95 | 15% | 21.79 | 0.0625 | Bussmann | 40A Time Delay Class J Fuse-600V | E
LPJ-400SP | Fuses | 164.81 | 15% | 189.53 | 0.0625 | Bussmann | 400A Time Delay Class J Fuse-600V | E
LPJ-35SP | Fuses | 18.95 | 15% | 21.79 | 0.0625 | Bussmann | 35A Time Delay Class J Fuse-600V | E
LPJ-350SP | Fuses | 190.93 | 15% | 219.57 | 0.0625 | Bussmann | 350A Time Delay Class J Fuse-600V | E
LPJ-30SP | Fuses | 11.54 | 15% | 13.27 | 0.0625 | Bussmann | 30A Time Delay Class J Fuse-600V | E
LPJ-300SP | Fuses | 164.81 | 15% | 189.53 | 0.0625 | Bussmann | 300A Time Delay Class J Fuse-600V | E
LPJ-25SP | Fuses | 11.32 | 15% | 13.02 | 0.0625 | Bussmann | 25A Time Delay Class J Fuse-600V | E
LPJ-250SP | Fuses | 160.13 | 15% | 184.15 | 0.0625 | Bussmann | 250A Time Delay Class J Fuse-600V | E
LPJ-225SP | Fuses | 190.93 | 15% | 219.57 | 0.0625 | Bussmann | 225A Time Delay Class J Fuse-600V | E
LPJ-20SP | Fuses | 11.32 | 15% | 13.02 | 0.0625 | Bussmann | 20A Time Delay Class J Fuse-600V | E
LPJ-200SP | Fuses | 79.8 | 15% | 91.77 | 0.0625 | Bussmann | 200A Time Delay Class J Fuse-600V | E
LPJ-175SP | Fuses | 94.25 | 15% | 108.39 | 0.0625 | Bussmann | 175A Time Delay Class J Fuse-600V | E
LPJ-17-12SP | Fuses | 13.98 | 15% | 16.08 | 0.0625 | Bussmann | 17.5A Time Delay Class J Fuse-600V | E
LPJ-15SP | Fuses | 11.54 | 15% | 13.27 | 0.0625 | Bussmann | 15A Time Delay Class J Fuse-600V | E
LPJ-150SP | Fuses | 81.36 | 15% | 93.56 | 0.0625 | Bussmann | 150A Time Delay Class J Fuse-600V | E
LPJ-12SP | Fuses | 13.98 | 15% | 16.08 | 0.0625 | Bussmann | 12A Time Delay Class J Fuse-600V | E
LPJ-125SP | Fuses | 81.36 | 15% | 93.56 | 0.0625 | Bussmann | 125A Time Delay Class J Fuse-600V | E
LPJ-110SP | Fuses | 94.25 | 15% | 108.39 | 0.0625 | Bussmann | 110A Time Delay Class J Fuse-600V | E
LPJ-10SP | Fuses | 13.98 | 15% | 16.08 | 0.0625 | Bussmann | 10A Time Delay Class J Fuse-600V | E
LPJ-100SP | Fuses | 39.88 | 15% | 45.86 | 0.0625 | Bussmann | 100A Time Delay Class J Fuse-600V | E
LPJ-1 To 6SP | Fuses | 12.66 | 15% | 14.56 | 0.0625 | Bussmann | 1A Time Delay Class J Fuse-600V | E
LON-RK-75 | Fuses | 24.5 | 15% | 28.18 | 0.0625 | GEC Alsthom | 75A Time Delay Class RK1 Fuse-250V | E
KTU-800 | Fuses | 359.84 | 15% | 413.82 | 0.5 | Bussmann | 800A Fast Acting Class L Fuse-600V | E
KTU-700 | Fuses | 524.61 | 15% | 603.3 | 0.5 | Bussmann | 700A Fast Acting Class L Fuse-600V | E
KTU-650 | Fuses | 620.66 | 15% | 713.76 | 0.5 | Bussmann | 650A Fast Acting Class L Fuse-600V | E
KTU-601 | Fuses | 524.61 | 15% | 603.3 | 0.5 | Bussmann | 601A Fast Acting Class L Fuse-600V | E
KTU-6000 | Fuses | 3290.02 | 15% | 3783.52 | 0.5 | Bussmann | 6000A Fast Acting Class L Fuse-600V | E
KTU-5000 | Fuses | 1566.01 | 15% | 1800.91 | 0.5 | Bussmann | 5000A Fast Acting Class L Fuse-600V | E
KTU-4500 | Fuses | 954.14 | 15% | 1097.26 | 0.5 | Bussmann | 4500A Fast Acting Class L Fuse-600V | E
KTU-4000 | Fuses | 1694.38 | 15% | 1948.54 | 0.5 | Bussmann | 4000A Fast Acting Class L Fuse-600V | E
KTU-3500 | Fuses | 2153.37 | 15% | 2476.38 | 0.5 | Bussmann | 3500A Fast Acting Class L Fuse-600V | E
KTU-3000 | Fuses | 1374.82 | 15% | 1581.04 | 0.5 | Bussmann | 3000A Fast Acting Class L Fuse-600V | E
KTU-2500 | Fuses | 1192.62 | 15% | 1371.51 | 0.5 | Bussmann | 2500A Fast Acting Class L Fuse-600V | E
KTU-2000 | Fuses | 891.29 | 15% | 1024.98 | 0.5 | Bussmann | 2000A Fast Acting Class L Fuse-600V | E
KTU-1800 | Fuses | 1060.12 | 15% | 1219.14 | 0.5 | Bussmann | 1800A Fast Acting Class L Fuse-600V | E
KTU-1600 | Fuses | 623.41 | 15% | 716.92 | 0.5 | Bussmann | 1600A Fast Acting Class L Fuse-600V | E
KTU-1500 | Fuses | 804.06 | 15% | 924.67 | 0.5 | Bussmann | 1500A Fast Acting Class L Fuse-600V | E
KTU-1350 | Fuses | 474.37 | 15% | 545.53 | 0.5 | Bussmann | 1350A Fast Acting Class L Fuse-600V | E
KTU-1200 | Fuses | 484.52 | 15% | 557.2 | 0.5 | Bussmann | 1200A Fast Acting Class L Fuse-600V | E
KTU-1000 | Fuses | 471.31 | 15% | 542.01 | 0.5 | Bussmann | 1000A Fast Acting Class L Fuse-600V | E
KTS-R-90 | Fuses | 90.82 | 15% | 104.44 | 0.0625 | Bussmann | 90A Fast Act Class RK1 Fuse-600V | E
KTS-R-80 | Fuses | 86.99 | 15% | 100.04 | 0.0625 | Bussmann | 80A Fast Act Class RK1 Fuse-600V | E
KTS-R-8 | Fuses | 19.65 | 15% | 22.6 | 0.0625 | Bussmann | 8A Fast Act Class RK1 Fuse-600V | E
KTS-R-70 | Fuses | 86.99 | 15% | 100.04 | 0.0625 | Bussmann | 70A Fast Act Class RK1 Fuse-600V | E
KTS-R-600 | Fuses | 414.58 | 15% | 476.77 | 0.0625 | Bussmann | 600A Fast Act Class RK1 Fuse-600V | E
KTS-R-60 | Fuses | 40.57 | 15% | 46.66 | 0.0625 | Bussmann | 60A Fast Act Class RK1 Fuse-600V | E
KTS-R-6 | Fuses | 19.65 | 15% | 22.6 | 0.0625 | Bussmann | 6A Fast Act Class RK1 Fuse-600V | E
KTS-R-500 | Fuses | 445.77 | 15% | 512.64 | 0.0625 | Bussmann | 500A Fast Act Class RK1 Fuse-600V | E
KTS-R-50 | Fuses | 42.43 | 15% | 48.79 | 0.0625 | Bussmann | 50A Fast Act Class RK1 Fuse-600V | E
KTS-R-5 | Fuses | 19.65 | 15% | 22.6 | 0.0625 | Bussmann | 5A Fast Act Class RK1 Fuse-600V | E
KTS-R-450 | Fuses | 445.77 | 15% | 512.64 | 0.0625 | Bussmann | 450A Fast Act Class RK1 Fuse-600V | E
KTS-R-45 | Fuses | 42.43 | 15% | 48.79 | 0.0625 | Bussmann | 45A Fast Act Class RK1 Fuse-600V | E
KTS-R-400 | Fuses | 304.71 | 15% | 350.42 | 0.0625 | Bussmann | 400A Fast Act Class RK1 Fuse-600V | E
KTS-R-40 | Fuses | 40.57 | 15% | 46.66 | 0.0625 | Bussmann | 40A Fast Act Class RK1 Fuse-600V | E
KTS-R-4 | Fuses | 19.65 | 15% | 22.6 | 0.0625 | Bussmann | 4A Fast Act Class RK1 Fuse-600V | E
KTS-R-350 | Fuses | 327.7 | 15% | 376.86 | 0.0625 | Bussmann | 350A Fast Act Class RK1 Fuse-600V | E
KTS-R-35 | Fuses | 42.43 | 15% | 48.79 | 0.0625 | Bussmann | 35A Fast Act Class RK1 Fuse-600V | E
KTS-R-300 | Fuses | 304.71 | 15% | 350.42 | 0.0625 | Bussmann | 300A Fast Act Class RK1 Fuse-600V | E
KTS-R-30 | Fuses | 19.03 | 15% | 21.88 | 0.0625 | Bussmann | 30A Fast Act Class RK1 Fuse-600V | E
KTS-R-3 | Fuses | 19.65 | 15% | 22.6 | 0.0625 | Bussmann | 3A Fast Act Class RK1 Fuse-600V | E
KTS-R-250 | Fuses | 327.7 | 15% | 376.86 | 0.0625 | Bussmann | 250A Fast Act Class RK1 Fuse-600V | E
KTS-R-25 | Fuses | 19.84 | 15% | 22.82 | 0.0625 | Bussmann | 25A Fast Act Class RK1 Fuse-600V | E
KTS-R-225 | Fuses | 327.7 | 15% | 376.86 | 0.0625 | Bussmann | 225A Fast Act Class RK1 Fuse-600V | E
KTS-R-200 | Fuses | 131.8 | 15% | 151.57 | 0.0625 | Bussmann | 200A Fast Act Class RK1 Fuse-600V | E
KTS-R-20 | Fuses | 19.03 | 15% | 21.88 | 0.0625 | Bussmann | 20A Fast Act Class RK1 Fuse-600V | E
KTS-R-2 | Fuses | 19.65 | 15% | 22.6 | 0.0625 | Bussmann | 2A Fast Act Class RK1 Fuse-600V | E
KTS-R-175 | Fuses | 164.36 | 15% | 189.01 | 0.0625 | Bussmann | 175A Fast Act Class RK1 Fuse-600V | E
KTS-R-150 | Fuses | 152.9 | 15% | 175.84 | 0.0625 | Bussmann | 150A Fast Act Class RK1 Fuse-600V | E
KTS-R-15 | Fuses | 18.86 | 15% | 21.69 | 0.0625 | Bussmann | 15A Fast Act Class RK1 Fuse-600V | E
KTS-R-125 | Fuses | 164.41 | 15% | 189.07 | 0.0625 | Bussmann | 125A Fast Act Class RK1 Fuse-600V | E
KTS-R-12 | Fuses | 19.65 | 15% | 22.6 | 0.0625 | Bussmann | 12A Fast Act Class RK1 Fuse-600V | E
KTS-R-110 | Fuses | 171.54 | 15% | 197.27 | 0.0625 | Bussmann | 110A Fast Act Class RK1 Fuse-600V | E
KTS-R-100 | Fuses | 69.75 | 15% | 80.21 | 0.0625 | Bussmann | 100A Fast Act Class RK1 Fuse-600V | E
KTS-R-10 | Fuses | 19.65 | 15% | 22.6 | 0.0625 | Bussmann | 10A Fast Act Class RK1 Fuse-600V | E
KTS-R-1 | Fuses | 19.65 | 15% | 22.6 | 0.0625 | Bussmann | 1A Fast Act Class RK1 Fuse-600V | E
KTN-R-90 | Fuses | 77.79 | 15% | 89.46 | 0.0625 | Bussmann | 90A Fast Act Class RK1 Fuse-250V | E
KTN-R-80 | Fuses | 77.79 | 15% | 89.46 | 0.0625 | Bussmann | 80A Fast Act Class RK1 Fuse-250V | E
KTN-R-8 | Fuses | 15.67 | 15% | 18.02 | 0.0625 | Bussmann | 8A Fast Act Class RK1 Fuse-250V | E
KTN-R-70 | Fuses | 74.54 | 15% | 85.72 | 0.0625 | Bussmann | 70A Fast Act Class RK1 Fuse-250V | E
KTN-R-600 | Fuses | 358.32 | 15% | 412.07 | 0.0625 | Bussmann | 600A Fast Act Class RK1 Fuse-250V | E
KTN-R-60 | Fuses | 32.49 | 15% | 37.36 | 0.0625 | Bussmann | 60A Fast Act Class RK1 Fuse-250V | E
KTN-R-6 | Fuses | 15.01 | 15% | 17.26 | 0.0625 | Bussmann | 6A Fast Act Class RK1 Fuse-250V | E
KTN-R-500 | Fuses | 402.33 | 15% | 462.68 | 0.0625 | Bussmann | 500A Fast Act Class RK1 Fuse-250V | E
KTN-R-50 | Fuses | 36.6 | 15% | 42.09 | 0.0625 | Bussmann | 50A Fast Act Class RK1 Fuse-250V | E
KTN-R-5 | Fuses | 15.67 | 15% | 18.02 | 0.0625 | Bussmann | 5A Fast Act Class RK1 Fuse-250V | E
KTN-R-450 | Fuses | 402.33 | 15% | 462.68 | 0.0625 | Bussmann | 450A Fast Act Class RK1 Fuse-250V | E
KTN-R-45 | Fuses | 36.6 | 15% | 42.09 | 0.0625 | Bussmann | 45A Fast Act Class RK1 Fuse-250V | E
KTN-R-400 | Fuses | 275.76 | 15% | 317.12 | 0.0625 | Bussmann | 400A Fast Act Class RK1 Fuse-250V | E
KTN-R-40 | Fuses | 36.6 | 15% | 42.09 | 0.0625 | Bussmann | 40A Fast Act Class RK1 Fuse-250V | E
KTN-R-4 | Fuses | 15.67 | 15% | 18.02 | 0.0625 | Bussmann | 4A Fast Act Class RK1 Fuse-250V | E
KTN-R-350 | Fuses | 309.69 | 15% | 356.14 | 0.0625 | Bussmann | 350A Fast Act Class RK1 Fuse-250V | E
KTN-R-35 | Fuses | 35.06 | 15% | 40.32 | 0.0625 | Bussmann | 35AFast Act Class RK1 Fuse-250V | E
KTN-R-300 | Fuses | 296.55 | 15% | 341.03 | 0.0625 | Bussmann | 300A Fast Act Class RK1 Fuse-250V | E
KTN-R-30 | Fuses | 15.15 | 15% | 17.42 | 0.0625 | Bussmann | 30A Fast Act Class RK1 Fuse-250V | E
KTN-R-3 | Fuses | 15.67 | 15% | 18.02 | 0.0625 | Bussmann | 3A Fast Act Class RK1 Fuse-250V | E
KTN-R-250 | Fuses | 296.55 | 15% | 341.03 | 0.0625 | Bussmann | 250A Fast Act Class RK1 Fuse-250V | E
KTN-R-25 | Fuses | 15.81 | 15% | 18.18 | 0.0625 | Bussmann | 25A Fast Act Class RK1 Fuse-250V | E
KTN-R-225 | Fuses | 296.55 | 15% | 341.03 | 0.0625 | Bussmann | 225A Fast Act Class RK1 Fuse-250V | E
KTN-R-200 | Fuses | 118.91 | 15% | 136.75 | 0.0625 | Bussmann | 200A Fast Act Class RK1 Fuse-250V | E
KTN-R-20 | Fuses | 15.15 | 15% | 17.42 | 0.0625 | Bussmann | 20A Fast Act Class RK1 Fuse-250V | E
KTN-R-2 | Fuses | 15.67 | 15% | 18.02 | 0.0625 | Bussmann | 2A Fast Act Class RK1 Fuse-250V | E
KTN-R-175 | Fuses | 148.38 | 15% | 170.64 | 0.0625 | Bussmann | 175A Fast Act Class RK1 Fuse-250V | E
KTN-R-150 | Fuses | 127.91 | 15% | 147.1 | 0.0625 | Bussmann | 150A Fast Act Class RK1 Fuse-250V | E
KTN-R-15 | Fuses | 15.01 | 15% | 17.26 | 0.0625 | Bussmann | 15A Fast Act Class RK1 Fuse-250V | E
KTN-R-125 | Fuses | 148.38 | 15% | 170.64 | 0.0625 | Bussmann | 125A Fast Act Class RK1 Fuse-250V | E
KTN-R-12 | Fuses | 15.67 | 15% | 18.02 | 0.0625 | Bussmann | 12A Fast Act Class RK1 Fuse-250V | E
KTN-R-110 | Fuses | 154.71 | 15% | 177.92 | 0.0625 | Bussmann | 110A Fast Act Class RK1 Fuse-250V | E
KTN-R-100 | Fuses | 69.36 | 15% | 79.76 | 0.0625 | Bussmann | 100A Fast Act Class RK1 Fuse-250V | E
KTN-R-10 | Fuses | 15.01 | 15% | 17.26 | 0.0625 | Bussmann | 10A Fast Act Class RK1 Fuse-250V | E
KTN-R-1 | Fuses | 15.67 | 15% | 18.02 | 0.0625 | Bussmann | 1A Fast Act Class RK1 Fuse-250V | E
KTK-9 | Fuses | 17.53 | 15% | 20.16 | 0.0625 | Bussmann | 9A Fast Act Midget Fuse-600V | E
KTK-8 | Fuses | 11.54 | 15% | 13.27 | 0.0625 | Bussmann | 8A Fast Act Midget Fuse-600V | E
KTK-7 | Fuses | 12.22 | 15% | 14.05 | 0.0625 | Bussmann | 7A Fast Act Midget Fuse-600V | E
KTK-610 | Fuses | 13.41 | 15% | 15.42 | 0.0625 | Bussmann | .6A Fast Acting Midget Fuse-600V | E
KTK-6 | Fuses | 9.5 | 15% | 10.93 | 0.0625 | Bussmann | 6A Fast Act Midget Fuse-600V | E
KTK-50 | Fuses | 18.09 | 15% | 20.8 | 0.0625 | Bussmann | 50A Fast Act Midget Fuse-600V | E
KTK-5 | Fuses | 10.34 | 15% | 11.89 | 0.0625 | Bussmann | 5A Fast Act Midget Fuse-600V | E
KTK-40 | Fuses | 14.49 | 15% | 16.66 | 0.0625 | Bussmann | 40A Fast Act Midget Fuse-600V | E
KTK-410 | Fuses | 14.05 | 15% | 16.16 | 0.0625 | Bussmann | .4A Fast Acting Midget Fuse-600V | E
KTK-4 | Fuses | 12.21 | 15% | 14.04 | 0.0625 | Bussmann | 4A Fast Act Midget Fuse-600V | E
KTK-35 | Fuses | 17.76 | 15% | 20.42 | 0.0625 | Bussmann | 35A Fast Act Midget Fuse-600V | E
KTK-3-12 | Fuses | 13.41 | 15% | 15.42 | 0.0625 | Bussmann | 3.5A Fast Act Midget Fuse-600V | E
KTK-30 | Fuses | 10.58 | 15% | 12.17 | 0.0625 | Bussmann | 30A Fast Act Midget Fuse-600V | E
KTK-34 | Fuses | 12.22 | 15% | 14.05 | 0.0625 | Bussmann | .75A Fast Act Midget Fuse-600V | E
KTK-310 | Fuses | 14.05 | 15% | 16.16 | 0.0625 | Bussmann | .3A Fast Act Midget Fuse-600V | E
KTK-3 | Fuses | 10.34 | 15% | 11.89 | 0.0625 | Bussmann | 3A Fast Act Midget Fuse-600V | E
KTK-25 | Fuses | 10.58 | 15% | 12.17 | 0.0625 | Bussmann | 25A Fast Act Midget Fuse-600V | E
KTK-2-12 | Fuses | 14.17 | 15% | 16.3 | 0.0625 | Bussmann | 2.5A Fast Act Midget Fuse-600V | E
KTK-20 | Fuses | 10.58 | 15% | 12.17 | 0.0625 | Bussmann | 20A Fast Act Midget Fuse-600V | E
KTK-210 | Fuses | 14.11 | 15% | 16.23 | 0.0625 | Bussmann | .2A Fast Act Midget Fuse-600V | E
KTK-2 | Fuses | 10.34 | 15% | 11.89 | 0.0625 | Bussmann | 2A Fast Act Midget Fuse-600V | E
KTK-15 | Fuses | 10.53 | 15% | 12.11 | 0.0625 | Bussmann | 15A Fast Act Midget Fuse-600V | E
KTK-12 | Fuses | 12.2 | 15% | 14.03 | 0.0625 | Bussmann | 12A Fast Act Midget Fuse-600V | E
KTK-1-14 | Fuses | 13.41 | 15% | 15.42 | 0.0625 | Bussmann | 1.25A Fast Acting Midget Fuse-600V | E
KTK-1-12 | Fuses | 11.27 | 15% | 12.96 | 0.0625 | Bussmann | 1.5A Fast Act Midget Fuse-600V | E
KTK-10 | Fuses | 10.36 | 15% | 11.91 | 0.0625 | Bussmann | 10A Fast Act Midget Fuse-600V | E
KTK-18 | Fuses | 14.05 | 15% | 16.16 | 0.0625 | Bussmann | .125A Fast Act Midget Fuse-600V | E
KTK-14 | Fuses | 11.91 | 15% | 13.7 | 0.0625 | Bussmann | .25A Fast Act Midget Fuse-600V | E
KTK-110 | Fuses | 14.15 | 15% | 16.27 | 0.0625 | Bussmann | .1A Fast Act Midget Fuse-600V | E
KTK-1 | Fuses | 10.34 | 15% | 11.89 | 0.0625 | Bussmann | 1A Fast Act Midget Fuse-600V | E
KRP-C-900SP | Fuses | 652.14 | 15% | 749.96 | 0.5 | Bussmann | 900A Time Delay Class L Fuse-600V | E
KRP-C-800SP | Fuses | 373.79 | 15% | 429.86 | 0.5 | Bussmann | 800A Time Delay Class L Fuse-600V | E
KRP-C-750SP | Fuses | 566.08 | 15% | 650.99 | 0.5 | Bussmann | 750A Time Delay Class L Fuse-600V | E
KRP-C-700SP | Fuses | 394.37 | 15% | 453.53 | 0.5 | Bussmann | 700A Time Delay Class L Fuse-600V | E
KRP-C-650SP | Fuses | 566.08 | 15% | 650.99 | 0.5 | Bussmann | 650A Time Delay Class L Fuse-600V | E
KRP-C-601SP | Fuses | 394.37 | 15% | 453.53 | 0.5 | Bussmann | 601A Time Delay Class L Fuse-600V | E
KRP-C-6000SP | Fuses | 3492.54 | 15% | 4016.42 | 0.5 | Bussmann | 6000A Time Delay Class L Fuse-600V | E
KRP-C-5000SP | Fuses | 2115.66 | 15% | 2433.01 | 0.5 | Bussmann | 5000A Time Delay Class L Fuse-600V | E
KRP-C-4500SP | Fuses | 2947.16 | 15% | 3389.23 | 0.5 | Bussmann | 4500A Low Peak Class L Fuse-600V | E
KRP-C-4000SP | Fuses | 1348.37 | 15% | 1550.63 | 0.5 | Bussmann | 4000A Time Delay Class L Fuse-600V | E
KRP-C-3500SP | Fuses | 1990.38 | 15% | 2288.94 | 0.5 | Bussmann | 3500A Time Delay Class L Fuse-600V | E
KRP-C-3000SP | Fuses | 981.27 | 15% | 1128.46 | 0.5 | Bussmann | 3000A Time Delay Class L Fuse-600V | E
KRP-C-2500SP | Fuses | 851.16 | 15% | 978.83 | 0.5 | Bussmann | 2500A Time Delay Class L Fuse-600V | E
KRP-C-2000SP | Fuses | 642.55 | 15% | 738.93 | 0.5 | Bussmann | 2000A Time Delay Class L Fuse-600V | E
KRP-C-1800SP | Fuses | 1121.65 | 15% | 1289.9 | 0.5 | Bussmann | 1800A Time Delay Class L Fuse-600V | E
KRP-C-1600SP | Fuses | 478.11 | 15% | 549.83 | 0.5 | Bussmann | 1600A Time Delay Class L Fuse-600V | E
KRP-C-1500SP | Fuses | 850.01 | 15% | 977.51 | 0.5 | Bussmann | 1500A Time Delay Class L Fuse-600V | E
KRP-C-1400SP | Fuses | 850.01 | 15% | 977.51 | 0.5 | Bussmann | 1400A Time Delay Class L Fuse-600V | E
KRP-C-1350SP | Fuses | 850.01 | 15% | 977.51 | 0.5 | Bussmann | 1350A Time Delay Class L Fuse-600V | E
KRP-C-1200SP | Fuses | 388.31 | 15% | 446.56 | 0.5 | Bussmann | 1200A Time Delay Class L Fuse-600V | E
KRP-C-1000SP | Fuses | 373.79 | 15% | 429.86 | 0.5 | Bussmann | 1000A Time Delay Class L Fuse-600V | E
KLU-800 | Fuses | 289.83 | 15% | 333.3 | 0.5 | Bussmann | 800A Time Delay Class L Fuse-600V | E
KLU-700 | Fuses | 448.99 | 15% | 516.34 | 0.5 | Bussmann | 700A Time Delay Class L Fuse-600V | E
KLU-650 | Fuses | 469.12 | 15% | 539.49 | 0.5 | Bussmann | 650A Time Delay Class L Fuse-600V | E
KLU-601 | Fuses | 448.99 | 15% | 516.34 | 0.5 | Bussmann | 601A Time Delay Class L Fuse-600V | E
KLU-4000 | Fuses | 1548.67 | 15% | 1780.97 | 0.5 | Bussmann | 4000A Time Delay Class L Fuse-600V | E
KLU-3000 | Fuses | 1096.75 | 15% | 1261.26 | 0.5 | Bussmann | 3000A Time Delay Class L Fuse-600V | E
KLU-2500 | Fuses | 969.22 | 15% | 1114.6 | 0.5 | Bussmann | 2500A Time Delay Class L Fuse-600V | E
KLU-2000 | Fuses | 517.02 | 15% | 594.57 | 0.5 | Bussmann | 2000A Time Delay Class L Fuse-600V | E
KLU-1600 | Fuses | 428.13 | 15% | 492.35 | 0.5 | Bussmann | 1600A Time Delay Class L Fuse-600V | E
KLU-1500 | Fuses | 488.66 | 15% | 561.96 | 0.5 | Bussmann | 1500A Time Delay Class L Fuse-600V | E
KLU-1200 | Fuses | 352.29 | 15% | 405.13 | 0.5 | Bussmann | 1200A Time Delay Class L Fuse-600V | E
KLU-1000 | Fuses | 405.63 | 15% | 466.47 | 0.5 | Bussmann | 1000A Time Delay Class L Fuse-600V | E
JKS-90 | Fuses | 46.01 | 15% | 52.91 | 0.0625 | Bussmann | 90A Fast Acting Class J Fuse-600V | E
JKS-80 | Fuses | 46.01 | 15% | 52.91 | 0.0625 | Bussmann | 80A Fast Acting Class J Fuse-600V | E
JKS-70 | Fuses | 43.35 | 15% | 49.85 | 0.0625 | Bussmann | 70A Fast Acting Class J Fuse-600V | E
JKS-600 | Fuses | 264.21 | 15% | 303.84 | 0.0625 | Bussmann | 600A Fast Acting Class J Fuse-600V | E
JKS-60 | Fuses | 25.5 | 15% | 29.33 | 0.0625 | Bussmann | 60A Fast Acting Class J Fuse-600V | E
JKS-6 | Fuses | 17.96 | 15% | 20.65 | 0.0625 | Bussmann | 6A Fast Acting Class J Fuse-600V | E
JKS-500 | Fuses | 264.21 | 15% | 303.84 | 0.0625 | Bussmann | 500A Fast Acting Class J Fuse-600V | E
JKS-50 | Fuses | 27.08 | 15% | 31.14 | 0.0625 | Bussmann | 50A Fast Acting Class J Fuse-600V | E
JKS-5 | Fuses | 19.31 | 15% | 22.21 | 0.0625 | Bussmann | 5A Fast Acting Class J Fuse-600V | E
JKS-450 | Fuses | 264.21 | 15% | 303.84 | 0.0625 | Bussmann | 450A Fast Acting Class J Fuse-600V | E
JKS-45 | Fuses | 29.07 | 15% | 33.43 | 0.0625 | Bussmann | 45A Fast Acting Class J Fuse-600V | E
JKS-400 | Fuses | 164.65 | 15% | 189.35 | 0.0625 | Bussmann | 400A Fast Acting Class J Fuse-600V | E
JKS-40 | Fuses | 27.08 | 15% | 31.14 | 0.0625 | Bussmann | 40A Fast Acting Class J Fuse-600V | E
JKS-4 | Fuses | 19.2 | 15% | 22.08 | 0.0625 | Bussmann | 4A Fast Acting Class J Fuse-600V | E
JKS-350 | Fuses | 179.06 | 15% | 205.92 | 0.0625 | Bussmann | 350A Fast Acting Class J Fuse-600V | E
JKS-35 | Fuses | 29.07 | 15% | 33.43 | 0.0625 | Bussmann | 35A Fast Acting Class J Fuse-600V | E
JKS-300 | Fuses | 179.06 | 15% | 205.92 | 0.0625 | Bussmann | 300A Fast Acting Class J Fuse-600V | E
JKS-30 | Fuses | 15.33 | 15% | 17.63 | 0.0625 | Bussmann | 30A Fast Acting Class J Fuse-600V | E
JKS-3 | Fuses | 18.35 | 15% | 21.1 | 0.0625 | Bussmann | 3A Fast Acting Class J Fuse-600V | E
JKS-250 | Fuses | 179.06 | 15% | 205.92 | 0.0625 | Bussmann | 250A Fast Acting Class J Fuse-600V | E
JKS-25 | Fuses | 18.51 | 15% | 21.29 | 0.0625 | Bussmann | 25A Fast Acting Class J Fuse-600V | E
JKS-225 | Fuses | 179.06 | 15% | 205.92 | 0.0625 | Bussmann | 225A Fast Acting Class J Fuse-600V | E
JKS-200 | Fuses | 74.81 | 15% | 86.03 | 0.0625 | Bussmann | 200A Fast Acting Class J Fuse-600V | E
JKS-20 | Fuses | 16.62 | 15% | 19.11 | 0.0625 | Bussmann | 20A Fast Acting Class J Fuse-600V | E
JKS-175 | Fuses | 84.82 | 15% | 97.54 | 0.0625 | Bussmann | 175A Fast Acting Class J Fuse-600V | E
JKS-150 | Fuses | 81.38 | 15% | 93.59 | 0.0625 | Bussmann | 150A Fast Acting Class J Fuse-600V | E
JKS-15 | Fuses | 16.46 | 15% | 18.93 | 0.0625 | Bussmann | 15A Fast Acting Class J Fuse-600V | E
JKS-125 | Fuses | 84.82 | 15% | 97.54 | 0.0625 | Bussmann | 125A Fast Acting Class J Fuse-600V | E
JKS-110 | Fuses | 84.82 | 15% | 97.54 | 0.0625 | Bussmann | 110A Fast Acting Class J Fuse-600V | E
JKS-100 | Fuses | 39.76 | 15% | 45.72 | 0.0625 | Bussmann | 100A Fast Acting Class J Fuse-600V | E
JKS-10 | Fuses | 16.46 | 15% | 18.93 | 0.0625 | Bussmann | 10A Fast Acting Class J Fuse-600V | E
JKS-1 | Fuses | 19.23 | 15% | 22.11 | 0.0625 | Bussmann | 1A Fast Acting Class J Fuse-600V | E
JJS90 | Fuses | 40.7 | 15% | 46.81 | 0.0625 | Bussmann | 90A Non-Time Delay Fuse-600V | E
JJS80 | Fuses | 33.9 | 15% | 38.99 | 0.0625 | Bussmann | 80A Non-Time Delay Fuse-600V | E
JJS70 | Fuses | 29.22 | 15% | 33.6 | 0.0625 | Bussmann | 70A Non-Time Delay Fuse-600V | E
JJS600 | Fuses | 277.37 | 15% | 318.98 | 0.0625 | Bussmann | 600A Non-Time Delay Fuse-600V | E
JJS60 | Fuses | 17.91 | 15% | 20.6 | 0.0625 | Bussmann | 60A Non-Time Delay Fuse-600V | E
JJS500 | Fuses | 257.22 | 15% | 295.8 | 0.0625 | Bussmann | 500A Non-Time Delay Fuse-600V | E
JJS50 | Fuses | 20.94 | 15% | 24.08 | 0.0625 | Bussmann | 50A Non-Time Delay Fuse-600V | E
JJS450 | Fuses | 247.31 | 15% | 284.41 | 0.0625 | Bussmann | 450A Non-Time Delay Fuse-600V | E
JJS45 | Fuses | 25.7 | 15% | 29.56 | 0.0625 | Bussmann | 45A Non-Time Delay Fuse-600V | E
JJS400 | Fuses | 128.77 | 15% | 148.09 | 0.0625 | Bussmann | 400A Non-Time Delay Fuse-600V | E
JJS40 | Fuses | 22.56 | 15% | 25.94 | 0.0625 | Bussmann | 40A Non-Time Delay Fuse-600V | E
JJS350 | Fuses | 131.07 | 15% | 150.73 | 0.0625 | Bussmann | 350A Non-Time Delay Fuse-600V | E
JJS35 | Fuses | 13.23 | 15% | 15.21 | 0.0625 | Bussmann | 35A Non-Time Delay Fuse-600V | E
JJS300 | Fuses | 111.69 | 15% | 128.44 | 0.0625 | Bussmann | 300A Non-Time Delay Fuse-600V | E
JJS30 | Fuses | 10.69 | 15% | 12.29 | 0.0625 | Bussmann | 30A Non-Time Delay Fuse-600V | E
JJS250 | Fuses | 111.54 | 15% | 128.27 | 0.0625 | Bussmann | 250A Non-Time Delay Fuse-600V | E
JJS25 | Fuses | 14.14 | 15% | 16.26 | 0.0625 | Bussmann | 25A Non-Time Delay Fuse-600V | E
JJS225 | Fuses | 115.54 | 15% | 132.87 | 0.0625 | Bussmann | 225A Non-Time Delay Fuse-600V | E
JJS200 | Fuses | 65.58 | 15% | 75.42 | 0.0625 | Bussmann | 200A Non-Time Delay Fuse-600V | E
JJS20 | Fuses | 15.23 | 15% | 17.51 | 0.0625 | Bussmann | 20A Non-Time Delay Fuse-600V | E
JJS175 | Fuses | 49.79 | 15% | 57.26 | 0.0625 | Bussmann | 175A Non-Time Delay Fuse-600V | E
JJS150 | Fuses | 45.39 | 15% | 52.2 | 0.0625 | Bussmann | 150A Non-Time Delay Fuse-600V | E
JJS15 | Fuses | 14.14 | 15% | 16.26 | 0.0625 | Bussmann | 15A Non-Time Delay Fuse-600V | E
JJS125 | Fuses | 52.8 | 15% | 60.72 | 0.0625 | Bussmann | 125A Non-Time Delay Fuse-600V | E
JJS110 | Fuses | 49.79 | 15% | 57.26 | 0.0625 | Bussmann | 110A Non-Time Delay Fuse-600V | E
JJS100 | Fuses | 37.28 | 15% | 42.87 | 0.0625 | Bussmann | 100A Non-Time Delay Fuse-600V | E
JJS10 | Fuses | 14.95 | 15% | 17.19 | 0.0625 | Bussmann | 10A Non-Time Delay Fuse-600V | E
JJN90 | Fuses | 25 | 15% | 28.75 | 0.0625 | Bussmann | 90A Non-Time Delay Fuse-300V | E
JJN80 | Fuses | 25.25 | 15% | 29.04 | 0.0625 | Bussmann | 80A Non-Time Delay Fuse-300V | E
JJN70 | Fuses | 22.89 | 15% | 26.32 | 0.0625 | Bussmann | 70A Non-Time Delay Fuse-300V | E
JJN600 | Fuses | 106.78 | 15% | 122.8 | 0.0625 | Bussmann | 600A Non-Time Delay Fuse-300V | E
JJN60 | Fuses | 15.15 | 15% | 17.42 | 0.0625 | Bussmann | 60A Non-Time Delay Fuse-300V | E
JJN500 | Fuses | 111.18 | 15% | 127.86 | 0.0625 | Bussmann | 500A Non-Time Delay Fuse-300V | E
JJN50 | Fuses | 17.8 | 15% | 20.47 | 0.0625 | Bussmann | 50A Non-Time Delay Fuse-300V | E
JJN450 | Fuses | 93.73 | 15% | 107.79 | 0.0625 | Bussmann | 450A Non-Time Delay Fuse-300V | E
JJN45 | Fuses | 17.8 | 15% | 20.47 | 0.0625 | Bussmann | 45A Non-Time Delay Fuse-300V | E
JJN400 | Fuses | 62.84 | 15% | 72.27 | 0.0625 | Bussmann | 400A Non-Time Delay Fuse-300V | E
JJN40 | Fuses | 17.48 | 15% | 20.1 | 0.0625 | Bussmann | 40A Non-Time Delay Fuse-300V | E
JJN350 | Fuses | 64.75 | 15% | 74.46 | 0.0625 | Bussmann | 350A Non-Time Delay Fuse-300V | E
JJN35 | Fuses | 17.96 | 15% | 20.65 | 0.0625 | Bussmann | 35A Non-Time Delay Fuse-300V | E
JJN300 | Fuses | 80.81 | 15% | 92.93 | 0.0625 | Bussmann | 300A Non-Time Delay Fuse-300V | E
JJN30 | Fuses | 16.52 | 15% | 19 | 0.0625 | Bussmann | 30A Non-Time Delay Fuse-300V | E
JJN250 | Fuses | 84.27 | 15% | 96.91 | 0.0625 | Bussmann | 250A Non-Time Delay Fuse-300V | E
JJN25 | Fuses | 16.37 | 15% | 18.83 | 0.0625 | Bussmann | 25A Non-Time Delay Fuse-300V | E
JJN225 | Fuses | 84.27 | 15% | 96.91 | 0.0625 | Bussmann | 225A Non-Time Delay Fuse-300V | E
JJN200 | Fuses | 33.24 | 15% | 38.23 | 0.0625 | Bussmann | 200A Non-Time Delay Fuse-300V | E
JJN20 | Fuses | 16.53 | 15% | 19.01 | 0.0625 | Bussmann | 20A Non-Time Delay Fuse-300V | E
JJN175 | Fuses | 39.01 | 15% | 44.86 | 0.0625 | Bussmann | 175A Non-Time Delay Fuse-300V | E
JJN150 | Fuses | 35.39 | 15% | 40.7 | 0.0625 | Bussmann | 150A Non-Time Delay Fuse-300V | E
JJN15 | Fuses | 16.68 | 15% | 19.18 | 0.0625 | Bussmann | 15A Non-Time Delay Fuse-300V | E
JJN125 | Fuses | 37.28 | 15% | 42.87 | 0.0625 | Bussmann | 125A Non-Time Delay Fuse-300V | E
JJN110 | Fuses | 39.02 | 15% | 44.87 | 0.0625 | Bussmann | 110A Non-Time Delay Fuse-300V | E
JJN100 | Fuses | 21.32 | 15% | 24.52 | 0.0625 | Bussmann | 100A Non-Time Delay Fuse-300V | E
GW-30 | Fuses | 0.98 | 15% | 1.13 | 0.0625 | Ferraz Shawmut | 30A Edison Base Plug Fuse-125V | E
GW-25 | Fuses | 1.09 | 15% | 1.25 | 0.0625 | Ferraz Shawmut | 25A Edison Base Plug Fuse-125V | E
GW-20 | Fuses | 0.98 | 15% | 1.13 | 0.0625 | Ferraz Shawmut | 20A Edison Base Plug Fuse-125V | E
GW-15 | Fuses | 0.99 | 15% | 1.14 | 0.0625 | Ferraz Shawmut | 15A Edison Base Plug Fuse-125V | E
FRS-R-90 | Fuses | 36.5 | 15% | 41.98 | 0.0625 | Bussmann | 90A Time Delay RK5 Fuse-600V | E
FRS-R-9 | Fuses | 11.01 | 15% | 12.66 | 0.0625 | Bussmann | 9A Time Delay RK5 Fuse-600V | E
FRS-R-80 | Fuses | 36.5 | 15% | 41.98 | 0.0625 | Bussmann | 80A Time Delay RK5 Fuse-600V | E
FRS-R-810 | Fuses | 12.02 | 15% | 13.82 | 0.0625 | Bussmann | .8A Time Delay RK5 Fuse-600V | E
FRS-R-8 | Fuses | 10.46 | 15% | 12.03 | 0.0625 | Bussmann | 8A Time Delay RK5 Fuse-600V | E
FRS-R-75 | Fuses | 36.38 | 15% | 41.84 | 0.0625 | Bussmann | 75A Time Delay RK5 Fuse-600V | E
FRS-R-7-12 | Fuses | 13.46 | 15% | 15.48 | 0.0625 | Bussmann | 7.5A Limiting Class RK5 Fuse-600V | E
FRS-R-70 | Fuses | 32.32 | 15% | 37.17 | 0.0625 | Bussmann | 70A Time Delay RK5 Fuse-600V | E
FRS-R-7 | Fuses | 11.01 | 15% | 12.66 | 0.0625 | Bussmann | 7A Time Delay RK5 Fuse-600V | E
FRS-R-6-6-14 | Fuses | 11.01 | 15% | 12.66 | 0.0625 | Bussmann | 6-6.25 Time Delay RK5 Fuse-600V | E
FRS-R-600 | Fuses | 179.59 | 15% | 206.53 | 0.0625 | Bussmann | 600A Time Delay RK5 Fuse-600V | E
FRS-R-60 | Fuses | 17.96 | 15% | 20.65 | 0.0625 | Bussmann | 60A Time Delay RK5 Fuse-600V | E
FRS-R-5-610 | Fuses | 11.83 | 15% | 13.6 | 0.0625 | Bussmann | 5.6A Time Delay RK5 Fuse-600V | E
FRS-R-500 | Fuses | 179.59 | 15% | 206.53 | 0.0625 | Bussmann | 500A Time Delay RK5 Fuse-600V | E
FRS-R-50 | Fuses | 17.96 | 15% | 20.65 | 0.0625 | Bussmann | 50A Time Delay RK5 Fuse-600V | E
FRS-R-5 | Fuses | 10.46 | 15% | 12.03 | 0.0625 | Bussmann | 5A Time Delay RK5 Fuse-600V | E
FRS-R-450 | Fuses | 179.59 | 15% | 206.53 | 0.0625 | Bussmann | 450A Time Delay RK5 Fuse-600V | E
FRS-R-45 | Fuses | 17.96 | 15% | 20.65 | 0.0625 | Bussmann | 45A Time Delay RK5 Fuse-600V | E
FRS-R-4-12 | Fuses | 15.03 | 15% | 17.28 | 0.0625 | Bussmann | 4.5A Time Delay RK5 Fuse-600V | E
FRS-R-400 | Fuses | 140.23 | 15% | 161.26 | 0.0625 | Bussmann | 400A Time Delay RK5 Fuse-600V | E
FRS-R-40 | Fuses | 17.96 | 15% | 20.65 | 0.0625 | Bussmann | 40A Time Delay RK5 Fuse-600V | E
FRS-R-4 | Fuses | 10.54 | 15% | 12.12 | 0.0625 | Bussmann | 4A Time Delay RK5 Fuse-600V | E
FRS-R-350 | Fuses | 140.23 | 15% | 161.26 | 0.0625 | Bussmann | 350A Time Delay RK5 Fuse-600V | E
FRS-R-35 | Fuses | 17.96 | 15% | 20.65 | 0.0625 | Bussmann | 35A Time Delay RK5 Fuse-600V | E
FRS-R-3-210 | Fuses | 10.6 | 15% | 12.19 | 0.0625 | Bussmann | 3.2A Time Delay RK5 Fuse-600V | E
FRS-R-3-12 | Fuses | 10.6 | 15% | 12.19 | 0.0625 | Bussmann | 3.5A Time Delay RK5 Fuse-600V | E
FRS-R-300 | Fuses | 140.23 | 15% | 161.26 | 0.0625 | Bussmann | 300A Time Delay RK5 Fuse-600V | E
FRS-R-30 | Fuses | 10.47 | 15% | 12.04 | 0.0625 | Bussmann | 30A Time Delay RK5 Fuse-600V | E
FRS-R-3 | Fuses | 10.06 | 15% | 11.57 | 0.0625 | Bussmann | 3A Time Delay RK5 Fuse-600V | E
FRS-R-2-810 | Fuses | 10.62 | 15% | 12.21 | 0.0625 | Bussmann | 2.8A Time Delay RK5 Fuse-600V | E
FRS-R-250 | Fuses | 140.23 | 15% | 161.26 | 0.0625 | Bussmann | 250A Time Delay RK5 Fuse-600V | E
FRS-R-25 | Fuses | 10.47 | 15% | 12.04 | 0.0625 | Bussmann | 25A Time Delay RK5 Fuse-600V | E
FRS-R-225 | Fuses | 140.23 | 15% | 161.26 | 0.0625 | Bussmann | 225A Time Delay RK5 Fuse-600V | E
FRS-R-2-14 | Fuses | 10.18 | 15% | 11.71 | 0.0625 | Bussmann | 2.25A Time Delay RK5 Fuse-600V | E
FRS-R-2-12 | Fuses | 10.06 | 15% | 11.57 | 0.0625 | Bussmann | 2.5A Time Delay RK5 Fuse-600V | E
FRS-R-200 | Fuses | 68.75 | 15% | 79.06 | 0.0625 | Bussmann | 200A Time Delay RK5 Fuse-600V | E
FRS-R-20 | Fuses | 10.47 | 15% | 12.04 | 0.0625 | Bussmann | 20A Time Delay RK5 Fuse-600V | E
FRS-R-2 | Fuses | 9.57 | 15% | 11.01 | 0.0625 | Bussmann | 2A Time Delay RK5 Fuse-600V | E
FRS-R-1-810 | Fuses | 11.4 | 15% | 13.11 | 0.0625 | Bussmann | 1.8A Time Delay RK5 Fuse-600V | E
FRS-R-175 | Fuses | 68.75 | 15% | 79.06 | 0.0625 | Bussmann | 175A Time Delay RK5 Fuse-600V | E
FRS-R-17-12 | Fuses | 10.47 | 15% | 12.04 | 0.0625 | Bussmann | 17.5A Time Delay RK5 Fuse-600V | E
FRS-R-1-610 | Fuses | 10.06 | 15% | 11.57 | 0.0625 | Bussmann | 1.6A Time Delay RK5 Fuse-600V | E
FRS-R-150 | Fuses | 68.75 | 15% | 79.06 | 0.0625 | Bussmann | 150A Time Delay RK5 Fuse-600V | E
FRS-R-15 | Fuses | 10.47 | 15% | 12.04 | 0.0625 | Bussmann | 15A Time Delay RK5 Fuse-600V | E
FRS-R-1-410 | Fuses | 12.26 | 15% | 14.1 | 0.0625 | Bussmann | 1.4A Time Delay RK5 Fuse-600V | E
FRS-R-125 | Fuses | 68.75 | 15% | 79.06 | 0.0625 | Bussmann | 125A Time Delay RK5 Fuse-600V | E
FRS-R-12 | Fuses | 10.46 | 15% | 12.03 | 0.0625 | Bussmann | 12A Time Delay RK5 Fuse-600V | E
FRS-R-110 | Fuses | 68.75 | 15% | 79.06 | 0.0625 | Bussmann | 110A Time Delay RK5 Fuse-600V | E
FRS-R-1-18 | Fuses | 12.26 | 15% | 14.1 | 0.0625 | Bussmann | 1.125A Time Delay RK5 Fuse-600V | E
FRS-R-1-14 | Fuses | 10.18 | 15% | 11.71 | 0.0625 | Bussmann | 1.25A Time Delay RK5 Fuse-600V | E
FRS-R-1-12 | Fuses | 11.4 | 15% | 13.11 | 0.0625 | Bussmann | 1.5A Time Delay RK5 Fuse-600V | E
FRS-R-100 | Fuses | 36.5 | 15% | 41.98 | 0.0625 | Bussmann | 100A Time Delay RK5 Fuse-600V | E
FRS-R-10 | Fuses | 10.46 | 15% | 12.03 | 0.0625 | Bussmann | 10A Time Delay RK5 Fuse-600V | E
FRS-R-12-610 | Fuses | 12.02 | 15% | 13.82 | 0.0625 | Bussmann | .5-.6A Time Delay RK5 Fuse-600V | E
FRS-R-110-410 | Fuses | 16.43 | 15% | 18.89 | 0.0625 | Bussmann | .1-.4A Time Delay RK5 Fuse-600V | E
FRS-R-1 | Fuses | 10.06 | 15% | 11.57 | 0.0625 | Bussmann | 1A Time Delay RK5 Fuse-600V | E
FRN-R-90 | Fuses | 17.54 | 15% | 20.17 | 0.0625 | Bussmann | 90A Renewable Class H Fuse-250V | E
FRN-R-9 | Fuses | 6.54 | 15% | 7.52 | 0.0625 | Bussmann | 9A Time Delay RK5 Fuse-250V | E
FRN-R-80 | Fuses | 17.54 | 15% | 20.17 | 0.0625 | Bussmann | 80A Renewable Class H Fuse-250V | E
FRN-R-810 | Fuses | 8.22 | 15% | 9.45 | 0.0625 | Bussmann | .8A Time Delay RK5 Fuse-250V | E
FRN-R-8 | Fuses | 6.43 | 15% | 7.39 | 0.0625 | Bussmann | 8A Time Delay RK5 Fuse-250V | E
FRN-R-75 | Fuses | 25.1 | 15% | 28.87 | 0.0625 | Bussmann | 75A Time Delay RK5 Fuse-250V | E
FRN-R-7-12 | Fuses | 8.01 | 15% | 9.21 | 0.0625 | Bussmann | 7.5A Limiting Class RK5 Fuse-250V | E
FRN-R-70 | Fuses | 17.54 | 15% | 20.17 | 0.0625 | Bussmann | 70A Renewable Class H Fuse-250V | E
FRN-R-7 | Fuses | 6.83 | 15% | 7.85 | 0.0625 | Bussmann | 7A Time Delay RK5 Fuse-250V | E
FRN-R-6-6-14 | Fuses | 6.83 | 15% | 7.85 | 0.0625 | Bussmann | 6-6.25 Time Delay RK5 Fuse-250V | E
FRN-R-600 | Fuses | 111.06 | 15% | 127.72 | 0.0625 | Bussmann | 600A Renewable Class H Fuse-250V | E
FRN-R-60 | Fuses | 8.84 | 15% | 10.17 | 0.0625 | Bussmann | 60A Time Delay RK5 Fuse-250V | E
FRN-R-5-610 | Fuses | 7.75 | 15% | 8.91 | 0.0625 | Bussmann | 5.6A Time Delay RK5 Fuse-250V | E
FRN-R-500 | Fuses | 112.99 | 15% | 129.94 | 0.0625 | Bussmann | 500A Renewable Class H Fuse-250V | E
FRN-R-50 | Fuses | 8.84 | 15% | 10.17 | 0.0625 | Bussmann | 50A Time Delay RK5 Fuse-250V | E
FRN-R-5 | Fuses | 6.18 | 15% | 7.11 | 0.0625 | Bussmann | 5A Time Delay RK5 Fuse-250V | E
FRN-R-450 | Fuses | 112.99 | 15% | 129.94 | 0.0625 | Bussmann | 450A Renewable Class H Fuse-250V | E
FRN-R-45 | Fuses | 8.84 | 15% | 10.17 | 0.0625 | Bussmann | 45A Time Delay RK5 Fuse-250V | E
FRN-R-4-12 | Fuses | 6.81 | 15% | 7.83 | 0.0625 | Bussmann | 4.5A Time Delay RK5 Fuse-250V | E
FRN-R-400 | Fuses | 63.93 | 15% | 73.52 | 0.0625 | Bussmann | 400A Renewable Class H Fuse-250V | E
FRN-R-40 | Fuses | 8.84 | 15% | 10.17 | 0.0625 | Bussmann | 40A Time Delay RK5 Fuse-250V | E
FRN-R-4 | Fuses | 6.81 | 15% | 7.83 | 0.0625 | Bussmann | 4A Time Delay RK5 Fuse-250V | E
FRN-R-350 | Fuses | 63.93 | 15% | 73.52 | 0.0625 | Bussmann | 350A Renewable Class H Fuse-250V | E
FRN-R-35 | Fuses | 8.84 | 15% | 10.17 | 0.0625 | Bussmann | 35A Time Delay RK5 Fuse-250V | E
FRN-R-3-210 | Fuses | 6.81 | 15% | 7.83 | 0.0625 | Bussmann | 3.2A Time Delay RK5 Fuse-250V | E
FRN-R-3-12 | Fuses | 6.81 | 15% | 7.83 | 0.0625 | Bussmann | 3.5A Time Delay RK5 Fuse-250V | E
FRN-R-300 | Fuses | 62.78 | 15% | 72.2 | 0.0625 | Bussmann | 300A Renewable Class H Fuse-250V | E
FRN-R-30 | Fuses | 4.2 | 15% | 4.83 | 0.0625 | Bussmann | 30A Time Delay RK5 Fuse-250V | E
FRN-R-3 | Fuses | 6.81 | 15% | 7.83 | 0.0625 | Bussmann | 3A Time Delay RK5 Fuse-250V | E
FRN-R-2-810 | Fuses | 11.2 | 15% | 12.88 | 0.0625 | Bussmann | 2.8A Time Delay RK5 Fuse-250V | E
FRN-R-250 | Fuses | 62.78 | 15% | 72.2 | 0.0625 | Bussmann | 250A Renewable Class H Fuse-250V | E
FRN-R-25 | Fuses | 4.14 | 15% | 4.76 | 0.0625 | Bussmann | 25A Time Delay RK5 Fuse-250V | E
FRN-R-225 | Fuses | 62.78 | 15% | 72.2 | 0.0625 | Bussmann | 225A Renewable Class H Fuse-250V | E
FRN-R-2-14 | Fuses | 8.5 | 15% | 9.78 | 0.0625 | Bussmann | 2.25A Time Delay RK5 Fuse-250V | E
FRN-R-2-12 | Fuses | 7.28 | 15% | 8.37 | 0.0625 | Bussmann | 2.5A Time Delay RK5 Fuse-250V | E
FRN-R-200 | Fuses | 38.98 | 15% | 44.83 | 0.0625 | Bussmann | 200A Renewable Class H Fuse-250V | E
FRN-R-20 | Fuses | 4.24 | 15% | 4.88 | 0.0625 | Bussmann | 20A Time Delay RK5 Fuse-250V | E
FRN-R-2 | Fuses | 6.61 | 15% | 7.6 | 0.0625 | Bussmann | 2A Time Delay RK5 Fuse-250V | E
FRN-R-1-810 | Fuses | 10.63 | 15% | 12.22 | 0.0625 | Bussmann | 1.8A Time Delay RK5 Fuse-250V | E
FRN-R-175 | Fuses | 38.98 | 15% | 44.83 | 0.0625 | Bussmann | 175A Renewable Class H Fuse-250V | E
FRN-R-17-12 | Fuses | 5.2 | 15% | 5.98 | 0.0625 | Bussmann | 17.5A Time Delay RK5 Fuse-250V | E
FRN-R-1-610 | Fuses | 6.99 | 15% | 8.04 | 0.0625 | Bussmann | 1.6A Time Delay RK5 Fuse-250V | E
FRN-R-150 | Fuses | 38.98 | 15% | 44.83 | 0.0625 | Bussmann | 150A Renewable Class H Fuse-250V | E
FRN-R-15 | Fuses | 4.9 | 15% | 5.64 | 0.0625 | Bussmann | 15A Time Delay RK5 Fuse-250V | E
FRN-R-1-410 | Fuses | 9.48 | 15% | 10.9 | 0.0625 | Bussmann | 1.4A Time Delay RK5 Fuse-250V | E
FRN-R-125 | Fuses | 38.98 | 15% | 44.83 | 0.0625 | Bussmann | 125A Renewable Class H Fuse-250V | E
FRN-R-12 | Fuses | 6.33 | 15% | 7.28 | 0.0625 | Bussmann | 12A Time Delay RK5 Fuse-250V | E
FRN-R-110 | Fuses | 42.74 | 15% | 49.15 | 0.0625 | Bussmann | 110A Renewable Class H Fuse-250V | E
FRN-R-1-18 | Fuses | 9.48 | 15% | 10.9 | 0.0625 | Bussmann | 1.125A Time Delay RK5 Fuse-250V | E
FRN-R-1-14 | Fuses | 8.97 | 15% | 10.32 | 0.0625 | Bussmann | 1.25A Time Delay RK5 Fuse-250V | E
FRN-R-1-12 | Fuses | 8.06 | 15% | 9.27 | 0.0625 | Bussmann | 1.5A Time Delay RK5 Fuse-250V | E
FRN-R-100 | Fuses | 17.54 | 15% | 20.17 | 0.0625 | Bussmann | 100A Renewable Class H Fuse-250V | E
FRN-R-10 | Fuses | 5.15 | 15% | 5.92 | 0.0625 | Bussmann | 10A Time Delay RK5 Fuse-250V | E
FRN-R-12-610 | Fuses | 7.78 | 15% | 8.95 | 0.0625 | Bussmann | .5-.6A Time Delay RK5 Fuse-250V | E
FRN-R-110-410 | Fuses | 8.79 | 15% | 10.11 | 0.0625 | Bussmann | .1-.4A Time Delay RK5 Fuse-250V | E
FRN-R-1 | Fuses | 6.85 | 15% | 7.88 | 0.0625 | Bussmann | 1A Time Delay RK5 Fuse-250V | E
FNM-9 | Fuses | 6.26 | 15% | 7.2 | 0.0625 | Bussmann | 9A Dual Element Midget Fuse-250V | E
FNM-810 | Fuses | 4.55 | 15% | 5.23 | 0.0625 | Bussmann | .8A Dual Element Midget Fuse-250V | E
FNM-8 | Fuses | 4.91 | 15% | 5.65 | 0.0625 | Bussmann | 8A Dual Element Midget Fuse-250V | E
FNM-7 | Fuses | 5.01 | 15% | 5.76 | 0.0625 | Bussmann | 7A Dual Element Midget Fuse-250V | E
FNM-6-14 | Fuses | 5.01 | 15% | 5.76 | 0.0625 | Bussmann | 6.25A Dual Element Midget Fuse-250V | E
FNM-610 | Fuses | 4.55 | 15% | 5.23 | 0.0625 | Bussmann | .6A Dual Element Midget Fuse-250V | E
FNM-6 | Fuses | 5.32 | 15% | 6.12 | 0.0625 | Bussmann | 6A Dual Element Midget Fuse-250V | E
FNM-5-610 | Fuses | 7.71 | 15% | 8.87 | 0.0625 | Bussmann | 5.6A Dual Element Midget Fuse-250V | E
FNM-5 | Fuses | 4.58 | 15% | 5.27 | 0.0625 | Bussmann | 5A Dual Element Midget Fuse-250V | E
FNM-4-12 | Fuses | 6.81 | 15% | 7.83 | 0.0625 | Bussmann | 4.5A Dual Element Midget Fuse-250V | E
FNM-410 | Fuses | 6.62 | 15% | 7.61 | 0.0625 | Bussmann | .4A Dual Element Midget Fuse-250V | E
FNM-4 | Fuses | 4.77 | 15% | 5.49 | 0.0625 | Bussmann | 4A Dual Element Midget Fuse-250V | E
FNM-35 | Fuses | 6.29 | 15% | 7.23 | 0.0625 | Bussmann | 35A Dual Element Midget Fuse-250V | E
FNM-3-210 | Fuses | 5.2 | 15% | 5.98 | 0.0625 | Bussmann | 3.2A Dual Element Midget Fuse-250V | E
FNM-3-12 | Fuses | 4.87 | 15% | 5.6 | 0.0625 | Bussmann | 3.5A Dual Element Midget Fuse-250V | E
FNM-30 | Fuses | 4.77 | 15% | 5.49 | 0.0625 | Bussmann | 30A Dual Element Midget Fuse-250V | E
FNM-310 | Fuses | 6.62 | 15% | 7.61 | 0.0625 | Bussmann | .3A Dual Element Midget Fuse-250V | E
FNM-3 | Fuses | 4.77 | 15% | 5.49 | 0.0625 | Bussmann | 3A Dual Element Midget Fuse-250V | E
FNM-2-810 | Fuses | 6.07 | 15% | 6.98 | 0.0625 | Bussmann | 2.8A Dual Element Midget Fuse-250V | E
FNM-25 | Fuses | 5.43 | 15% | 6.24 | 0.0625 | Bussmann | 25A Dual Element Midget Fuse-250V | E
FNM-2-14 | Fuses | 5.9 | 15% | 6.79 | 0.0625 | Bussmann | 2.25A Dual Element Midget Fuse-250V | E
FNM-2-12 | Fuses | 5.2 | 15% | 5.98 | 0.0625 | Bussmann | 2.5A Dual Element Midget Fuse-250V | E
FNM-20 | Fuses | 4.77 | 15% | 5.49 | 0.0625 | Bussmann | 20A Dual Element Midget Fuse-250V | E
FNM-210 | Fuses | 6.62 | 15% | 7.61 | 0.0625 | Bussmann | .2A Dual Element Midget Fuse-250V | E
FNM-2 | Fuses | 4.58 | 15% | 5.27 | 0.0625 | Bussmann | 2A Dual Element Midget Fuse-250V | E
FNM-1-810 | Fuses | 6.07 | 15% | 6.98 | 0.0625 | Bussmann | 1.8A Dual Element Midget Fuse-250V | E
FNM-1-610 | Fuses | 5.57 | 15% | 6.41 | 0.0625 | Bussmann | 1.6A Dual Element Midget Fuse-250V | E
FNM-15100 | Fuses | 6.62 | 15% | 7.61 | 0.0625 | Bussmann | .15A Dual Element Midget Fuse-250V | E
FNM-15 | Fuses | 4.77 | 15% | 5.49 | 0.0625 | Bussmann | 15A Dual Element Midget Fuse-250V | E
FNM-1-410 | Fuses | 5.05 | 15% | 5.81 | 0.0625 | Bussmann | 1.4A Dual Element Midget Fuse-250V | E
FNM-12 | Fuses | 5.16 | 15% | 5.93 | 0.0625 | Bussmann | 12A Dual Element Midget Fuse-250V | E
FNM-1-18 | Fuses | 3.64 | 15% | 4.19 | 0.0625 | Bussmann | 1.13A Dual Element Midget Fuse-250V | E
FNM-1-14 | Fuses | 4.72 | 15% | 5.43 | 0.0625 | Bussmann | 1.25A Dual Element Midget Fuse-250V | E
FNM-1-12 | Fuses | 5.57 | 15% | 6.41 | 0.0625 | Bussmann | 1.5A Dual Element Midget Fuse-250V | E
FNM-10 | Fuses | 4.77 | 15% | 5.49 | 0.0625 | Bussmann | 10A Dual Element Midget Fuse-250V | E
FNM-110 | Fuses | 6.62 | 15% | 7.61 | 0.0625 | Bussmann | .1A Dual Element Midget Fuse-250V | E
FNM-1 | Fuses | 4.31 | 15% | 4.96 | 0.0625 | Bussmann | 1A Dual Element Midget Fuse-250V | E
BAF-9 | Fuses | 2.99 | 15% | 3.44 | 0.0625 | Bussmann | 9A Non-Renew Midget Fuse-250V | E
BAF-8 | Fuses | 2.99 | 15% | 3.44 | 0.0625 | Bussmann | 8A Non-Renew Midget Fuse-250V | E
BAF-7 | Fuses | 2.99 | 15% | 3.44 | 0.0625 | Bussmann | 7A Non-Renew Midget Fuse-250V | E
BAF-6-14 | Fuses | 4.35 | 15% | 5 | 0.0625 | Bussmann | 6.25A Non-Renew Midget Fuse-250V | E
BAF-6 | Fuses | 2.93 | 15% | 3.37 | 0.0625 | Bussmann | 6A Non-Renew Midget Fuse-250V | E
BAF-5 | Fuses | 2.93 | 15% | 3.37 | 0.0625 | Bussmann | 5A Non-Renew Midget Fuse-250V | E
BAF-4 | Fuses | 4.42 | 15% | 5.08 | 0.0625 | Bussmann | 4A Non-Renew Midget Fuse-250V | E
BAF-30 | Fuses | 2.53 | 15% | 2.91 | 0.0625 | Bussmann | 30A Non-Renew Midget Fuse-250V | E
BAF-3 | Fuses | 2.47 | 15% | 2.84 | 0.0625 | Bussmann | 3A Non-Renew Midget Fuse-250V | E
BAF-25 | Fuses | 2.83 | 15% | 3.25 | 0.0625 | Bussmann | 25A Non-Renew Midget Fuse-250V | E
BAF-2-12 | Fuses | 4.42 | 15% | 5.08 | 0.0625 | Bussmann | 2.5A Non-Renew Midget Fuse-250V | E
BAF-20 | Fuses | 2.52 | 15% | 2.9 | 0.0625 | Bussmann | 20A Non-Renew Midget Fuse-250V | E
BAF-2 | Fuses | 2.93 | 15% | 3.37 | 0.0625 | Bussmann | 2A Non-Renew Midget Fuse-250V | E
BAF-15 | Fuses | 2.58 | 15% | 2.97 | 0.0625 | Bussmann | 15A Non-Renew Midget Fuse-250V | E
BAF-12 | Fuses | 2.99 | 15% | 3.44 | 0.0625 | Bussmann | 12A Non-Renew Midget Fuse-250V | E
BAF-1-12 | Fuses | 4.42 | 15% | 5.08 | 0.0625 | Bussmann | 1.5A Non-Renew Midget Fuse-250V | E
BAF-10 | Fuses | 2.18 | 15% | 2.51 | 0.0625 | Bussmann | 10A Non-Renew Midget Fuse-250V | E
BAF-1 | Fuses | 2.93 | 15% | 3.37 | 0.0625 | Bussmann | 1A Non-Renew Midget Fuse-250V | E
A2D-75R | Fuses | 15.11 | 15% | 17.38 | 0.0625 | Ferraz Shawmut | 75A Time Delay Class RK1 Fuse-250V | E
98002000372 | Galvanized Rigid Conduit | 589.25 | 15% | 677.64 | 5 | Conduit Fittings | 6" GRC Elbow-60" Radius | E
98002000370 | Galvanized Rigid Conduit | 513.25 | 15% | 590.24 | 3.5 | Conduit Fittings | 5" GRC Elbow-60" Radius | E
98002000367 | Galvanized Rigid Conduit | 274.23 | 15% | 315.36 | 2 | Conduit Fittings | 3-1/2" GRC Elbow-60" Radius | E
98002000366 | Galvanized Rigid Conduit | 210.85 | 15% | 242.48 | 1.75 | Conduit Fittings | 3" GRC Elbow-60" Radius | E
98002000365 | Galvanized Rigid Conduit | 163.85 | 15% | 188.43 | 1.375 | Conduit Fittings | 2-1/2" GRC Elbow-60" Radius | E
98002000352 | Galvanized Rigid Conduit | 486.75 | 15% | 559.76 | 4.375 | Conduit Fittings | 6" GRC Elbow-48" Radius | E
98002000350 | Galvanized Rigid Conduit | 475.25 | 15% | 546.54 | 3.125 | Conduit Fittings | 5" GRC Elbow-48" Radius | E
98002000348 | Galvanized Rigid Conduit | 297.75 | 15% | 342.41 | 2.1875 | Conduit Fittings | 4" GRC Elbow-48" Radius | E
98002000347 | Galvanized Rigid Conduit | 242.75 | 15% | 279.16 | 1.75 | Conduit Fittings | 3-1/2" GRC Elbow-48" Radius | E
98002000346 | Galvanized Rigid Conduit | 185.56 | 15% | 213.39 | 1.4375 | Conduit Fittings | 3" GRC Elbow-48" Radius | E
98002000345 | Galvanized Rigid Conduit | 147.62 | 15% | 169.76 | 1.125 | Conduit Fittings | 2-1/2" GRC Elbow-48" Radius | E
98002000344 | Galvanized Rigid Conduit | 115.12 | 15% | 132.39 | 0.925 | Conduit Fittings | 2" GRC Elbow-48" Radius | E
98002000343 | Galvanized Rigid Conduit | 83.31 | 15% | 95.81 | 0.8125 | Conduit Fittings | 1-1/2" GRC Elbow-48" Radius | E
98002000342 | Galvanized Rigid Conduit | 69.93 | 15% | 80.42 | 0.6875 | Conduit Fittings | 1-1/4" GRC Elbow-48" Radius | E
98002000341 | Galvanized Rigid Conduit | 57.68 | 15% | 66.33 | 0.55 | Conduit Fittings | 1" GRC Elbow-48" Radius | E
98002000332 | Galvanized Rigid Conduit | 471.5 | 15% | 542.23 | 4 | Conduit Fittings | 6" GRC Elbow-42" Radius | E
98002000330 | Galvanized Rigid Conduit | 447.75 | 15% | 514.91 | 2.875 | Conduit Fittings | 5" GRC Elbow-42" Radius | E
98002000328 | Galvanized Rigid Conduit | 263.87 | 15% | 303.45 | 1.75 | Conduit Fittings | 4" GRC Elbow-42" Radius | E
98002000327 | Galvanized Rigid Conduit | 214.87 | 15% | 247.1 | 1.5 | Conduit Fittings | 3-1/2" GRC Elbow-42" Radius | E
98002000326 | Galvanized Rigid Conduit | 163.31 | 15% | 187.81 | 1.25 | Conduit Fittings | 3" GRC Elbow-42" Radius | E
98002000325 | Galvanized Rigid Conduit | 124.75 | 15% | 143.46 | 1 | Conduit Fittings | 2-1/2" GRC Elbow-42" Radius | E
98002000324 | Galvanized Rigid Conduit | 95 | 15% | 109.25 | 0.8125 | Conduit Fittings | 2" GRC Elbow-42" Radius | E
98002000323 | Galvanized Rigid Conduit | 74.75 | 15% | 85.96 | 0.6875 | Conduit Fittings | 1-1/2" GRC Elbow-42" Radius | E
98002000322 | Galvanized Rigid Conduit | 62.81 | 15% | 72.23 | 0.55 | Conduit Fittings | 1-1/4" GRC Elbow-42" Radius | E
98002000321 | Galvanized Rigid Conduit | 51.75 | 15% | 59.51 | 0.5 | Conduit Fittings | 1" GRC Elbow-42" Radius | E
98002000312 | Galvanized Rigid Conduit | 394.71 | 15% | 453.92 | 3.75 | Conduit Fittings | 6" GRC Elbow-36" Radius | E
98002000310 | Galvanized Rigid Conduit | 359.27 | 15% | 413.16 | 2.5 | Conduit Fittings | 5" GRC Elbow-36" Radius | E
98002000308 | Galvanized Rigid Conduit | 199.84 | 15% | 229.82 | 1.5 | Conduit Fittings | 4" GRC Elbow-36" Radius | E
98002000307 | Galvanized Rigid Conduit | 192.42 | 15% | 221.28 | 1.25 | Conduit Fittings | 3-1/2" GRC Elbow-36" Radius | E
98002000306 | Galvanized Rigid Conduit | 141 | 15% | 162.15 | 1.0625 | Conduit Fittings | 3" GRC Elbow-36" Radius | E
98002000305 | Galvanized Rigid Conduit | 112.23 | 15% | 129.06 | 0.8125 | Conduit Fittings | 2-1/2" GRC Elbow-36" Radius | E
98002000304 | Galvanized Rigid Conduit | 78.16 | 15% | 89.88 | 0.6875 | Conduit Fittings | 2" GRC Elbow-36" Radius | E
98002000303 | Galvanized Rigid Conduit | 67.21 | 15% | 77.29 | 0.55 | Conduit Fittings | 1-1/2" GRC Elbow-36" Radius | E
98002000302 | Galvanized Rigid Conduit | 53.52 | 15% | 61.55 | 0.5 | Conduit Fittings | 1-1/4" GRC Elbow-36" Radius | E
98002000301 | Galvanized Rigid Conduit | 43.8 | 15% | 50.37 | 0.4375 | Conduit Fittings | 1" GRC Elbow-36" Radius | E
98002000174 | Galvanized Rigid Conduit | 281.4 | 15% | 323.61 | 3.375 | Conduit Fittings | 6" GRC Elbow | E
98002000172 | Galvanized Rigid Conduit | 187.01 | 15% | 215.06 | 2.25 | Conduit Fittings | 5" GRC Elbow | E
98002000170 | Galvanized Rigid Conduit | 77.71 | 15% | 89.37 | 1.375 | Conduit Fittings | 4" GRC Elbow | E
98002000169 | Galvanized Rigid Conduit | 61.35 | 15% | 70.55 | 1.0625 | Conduit Fittings | 3-1/2" GRC Elbow | E
98002000168 | Galvanized Rigid Conduit | 40.25 | 15% | 46.29 | 0.9375 | Conduit Fittings | 3" GRC Elbow | E
98002000167 | Galvanized Rigid Conduit | 28.47 | 15% | 32.74 | 0.6875 | Conduit Fittings | 2-1/2" GRC Elbow | E
98002000166 | Galvanized Rigid Conduit | 16.29 | 15% | 18.73 | 0.5625 | Conduit Fittings | 2" GRC Elbow | E
98002000165 | Galvanized Rigid Conduit | 11.07 | 15% | 12.73 | 0.5 | Conduit Fittings | 1-1/2" GRC Elbow | E
98002000164 | Galvanized Rigid Conduit | 9.09 | 15% | 10.45 | 0.4375 | Conduit Fittings | 1-1/4" GRC Elbow | E
98002000163 | Galvanized Rigid Conduit | 6.96 | 15% | 8 | 0.375 | Conduit Fittings | 1" GRC Elbow | E
98002000162 | Galvanized Rigid Conduit | 4.64 | 15% | 5.34 | 0.3125 | Conduit Fittings | 3/4" GRC Elbow | E
98002000161 | Galvanized Rigid Conduit | 3.99 | 15% | 4.59 | 0.25 | Conduit Fittings | 1/2" GRC Elbow | E
98002000144 | Galvanized Rigid Conduit | 54.3 | 15% | 62.45 | 0.1875 | Conduit Fittings | 6" GRC Coupling | E
98002000142 | Galvanized Rigid Conduit | 39.11 | 15% | 44.98 | 0.175 | Conduit Fittings | 5" GRC Coupling | E
98002000140 | Galvanized Rigid Conduit | 19.18 | 15% | 22.06 | 0.1625 | Conduit Fittings | 4" GRC Coupling | E
98002000139 | Galvanized Rigid Conduit | 19.1 | 15% | 21.97 | 0.15 | Conduit Fittings | 3-1/2" GRC Coupling | E
98002000138 | Galvanized Rigid Conduit | 14.98 | 15% | 17.23 | 0.1375 | Conduit Fittings | 3" GRC Coupling | E
98002000137 | Galvanized Rigid Conduit | 11.57 | 15% | 13.31 | 0.125 | Conduit Fittings | 2-1/2" GRC Coupling | E
98002000136 | Galvanized Rigid Conduit | 4.67 | 15% | 5.37 | 0.1125 | Conduit Fittings | 2" GRC Coupling | E
98002000135 | Galvanized Rigid Conduit | 3.64 | 15% | 4.19 | 0.1 | Conduit Fittings | 1-1/2" GRC Coupling | E
98002000134 | Galvanized Rigid Conduit | 2.8 | 15% | 3.22 | 0.0875 | Conduit Fittings | 1-1/4" GRC Coupling | E
98002000133 | Galvanized Rigid Conduit | 1.86 | 15% | 2.14 | 0.075 | Conduit Fittings | 1" GRC Coupling | E
98002000132 | Galvanized Rigid Conduit | 1.27 | 15% | 1.46 | 0.0625 | Conduit Fittings | 3/4" GRC Coupling | E
98002000131 | Galvanized Rigid Conduit | 1.06 | 15% | 1.22 | 0.05 | Conduit Fittings | 1/2" GRC Coupling | E
98001000114 | Galvanized Rigid Conduit | 44.16 | 15% | 50.78 | 0.375 | Conduit | 6" Galvanized Rigid Conduit | C
98001000112 | Galvanized Rigid Conduit | 33.85 | 15% | 38.93 | 0.2875 | Conduit | 5" Galvanized Rigid Conduit | C
98001000110 | Galvanized Rigid Conduit | 18.07 | 15% | 20.78 | 0.2125 | Conduit | 4" Galvanized Rigid Conduit | C
98001000109 | Galvanized Rigid Conduit | 17.07 | 15% | 19.63 | 0.1875 | Conduit | 3-1/2" Galvanized Rigid Conduit | C
98001000108 | Galvanized Rigid Conduit | 13.03 | 15% | 14.98 | 0.175 | Conduit | 3" Galvanized Rigid Conduit | C
98001000107 | Galvanized Rigid Conduit | 11.48 | 15% | 13.2 | 0.1375 | Conduit | 2-1/2" Galvanized Rigid Conduit | C
98001000106 | Galvanized Rigid Conduit | 6.1 | 15% | 7.02 | 0.1 | Conduit | 2" Galvanized Rigid Conduit | C
98001000105 | Galvanized Rigid Conduit | 4.97 | 15% | 5.72 | 0.0875 | Conduit | 1-1/2" Galvanized Rigid Conduit | C
98001000104 | Galvanized Rigid Conduit | 4.41 | 15% | 5.07 | 0.075 | Conduit | 1-1/4" Galvanized Rigid Conduit | C
98001000103 | Galvanized Rigid Conduit | 3 | 15% | 3.45 | 0.0625 | Conduit | 1" Galvanized Rigid Conduit | C
98001000102 | Galvanized Rigid Conduit | 1.88 | 15% | 2.16 | 0.05 | Conduit | 3/4" Galvanized Rigid Conduit | C
98001000101 | Galvanized Rigid Conduit | 1.83 | 15% | 2.1 | 0.0375 | Conduit | 1/2" Galvanized Rigid Conduit | C
X75-M | GRC Condulets | 9.94 | 15% | 11.43 | 0.5 | Appleton | 3/4" Condulet-Type X | E
X-75A | GRC Condulets | 9.27 | 15% | 10.66 | 0.5 | O-Z/Gedney | 3/4" Alum Condulet-Type X | E
X67 | GRC Condulets | 34.68 | 15% | 39.88 | 0.875 | Crouse-Hinds | 2" Condulet-Type X | E
X50-M | GRC Condulets | 8.4 | 15% | 9.66 | 0.4375 | Appleton | 1/2" Condulet-Type X | E
X-50A | GRC Condulets | 6.9 | 15% | 7.94 | 0.4375 | O-Z/Gedney | 1/2" Alum Condulet-Type X | E
X-200A | GRC Condulets | 42.69 | 15% | 49.09 | 0.8125 | O-Z/Gedney | 2" Alum Condulet-Type X | E
X150-M | GRC Condulets | 24.95 | 15% | 28.69 | 0.6875 | Appleton | 1-1/2" Condulet-Type X | E
X-150A | GRC Condulets | 24.64 | 15% | 28.34 | 0.6875 | O-Z/Gedney | 1-1/2" Alum Condulet-Type X | E
X125-M | GRC Condulets | 19.39 | 15% | 22.3 | 0.625 | Appleton | 1-1/4" Condulet-Type X | E
X-125A | GRC Condulets | 19.25 | 15% | 22.14 | 0.625 | O-Z/Gedney | 1-1/4" Alum Condulet-Type X | E
X100-M | GRC Condulets | 13.7 | 15% | 15.76 | 0.5625 | Appleton | 1" Condulet-Type X | E
X-100A | GRC Condulets | 12.94 | 15% | 14.88 | 0.5625 | O-Z/Gedney | 1" Alum Condulet-Type X | E
WLRS2 | GRC Condulets | 29.72 | 15% | 34.18 | 0.0625 | Crouse-Hinds | FS Box Sgl Twist Lock Cast Cover-1G | E
WLRS1 | GRC Condulets | 22.14 | 15% | 25.46 | 0.0625 | Crouse-Hinds | FS Box Single Recpt Cast Cover-1G | E
WLRD1 | GRC Condulets | 22.14 | 15% | 25.46 | 0.0625 | Crouse-Hinds | FS Box Duplex Recpt Cast Cover-1G | E
WLGF-FS | GRC Condulets | 26.74 | 15% | 30.75 | 0.0625 | Crouse-Hinds | FS Box GFI Recpt Cast Cover-1G | E
TB75-M | GRC Condulets | 8.4 | 15% | 9.66 | 0.4375 | Appleton | 3/4" Condulet-Type TB | E
TB75-A | GRC Condulets | 9.01 | 15% | 10.36 | 0.4375 | Appleton | 3/4" Alum Condulet-Type TB | E
TB50-M | GRC Condulets | 6.88 | 15% | 7.91 | 0.375 | Appleton | 1/2" Condulet-Type TB | E
TB50-A | GRC Condulets | 8.46 | 15% | 9.73 | 0.375 | Appleton | 1/2" Alum Condulet-Type TB | E
TB200-M | GRC Condulets | 37.18 | 15% | 42.76 | 0.75 | Appleton | 2" Condulet-Type TB | E
TB200-A | GRC Condulets | 59.57 | 15% | 68.51 | 0.75 | Appleton | 2" Alum Condulet-Type TB | E
TB150-M | GRC Condulets | 23.67 | 15% | 27.22 | 0.625 | Appleton | 1-1/2" Condulet-Type TB | E
TB150-A | GRC Condulets | 37.74 | 15% | 43.4 | 0.625 | Appleton | 1-1/2" Alum Condulet-Type TB | E
TB125-M | GRC Condulets | 18.11 | 15% | 20.83 | 0.5625 | Appleton | 1-1/4" Condulet-Type TB | E
TB125-A | GRC Condulets | 17.34 | 15% | 19.94 | 0.5625 | Appleton | 1-1/4" Alum Condulet-Type TB | E
TB100-M | GRC Condulets | 11.98 | 15% | 13.78 | 0.5 | Appleton | 1" Condulet-Type TB | E
TB100-A | GRC Condulets | 12.22 | 15% | 14.05 | 0.5 | Appleton | 1" Alum Condulet-Type TB | E
TA75-M | GRC Condulets | 11.43 | 15% | 13.14 | 0.4375 | Appleton | 3/4" Condulet-Type TA | E
TA50-M | GRC Condulets | 8.88 | 15% | 10.21 | 0.375 | Appleton | 1/2" Condulet-Type TA | E
TA100-M | GRC Condulets | 14.96 | 15% | 17.2 | 0.5 | Appleton | 1" Condulet-Type TA | E
T75-M | GRC Condulets | 9.34 | 15% | 10.74 | 0.4375 | Appleton | 3/4" Condulet-Type T | E
T75-A | GRC Condulets | 7.32 | 15% | 8.42 | 0.4375 | Appleton | 3/4" Alum Condulet-Type T | E
T50-M | GRC Condulets | 7.87 | 15% | 9.05 | 0.375 | Appleton | 1/2" Condulet-Type T | E
T50-A | GRC Condulets | 5.77 | 15% | 6.64 | 0.375 | Appleton | 1/2" Alum Condulet-Type T | E
T400-M | GRC Condulets | 151.31 | 15% | 174.01 | 2.25 | Appleton | 4" Condulet-Type T | E
T400-A | GRC Condulets | 185.37 | 15% | 213.18 | 2.25 | Appleton | 4" Alum Condulet-Type T | E
T350-M | GRC Condulets | 150.52 | 15% | 173.1 | 1.875 | Appleton | 3-1/2" Condulet-Type T | E
T350-A | GRC Condulets | 170.77 | 15% | 196.39 | 1.875 | Appleton | 3-1/2" Alum Condulet-Type T | E
T300-M | GRC Condulets | 77.22 | 15% | 88.8 | 1.5 | Appleton | 3" Condulet-Type T | E
T300-A | GRC Condulets | 100.35 | 15% | 115.4 | 1.5 | Appleton | 3" Alum Condulet-Type T | E
T250-M | GRC Condulets | 68.84 | 15% | 79.17 | 1.125 | Appleton | 2-1/2" Condulet-Type T | E
T250-A | GRC Condulets | 77.71 | 15% | 89.37 | 1.125 | Appleton | 2-1/2" Alum Condulet-Type T | E
T200-M | GRC Condulets | 42.24 | 15% | 48.58 | 0.75 | Appleton | 2" Condulet-Type T | E
T200-A | GRC Condulets | 31.6 | 15% | 36.34 | 0.75 | Appleton | 2" Alum Condulet-Type T | E
T150-M | GRC Condulets | 27.37 | 15% | 31.48 | 0.625 | Appleton | 1-1/2" Condulet-Type T | E
T150-A | GRC Condulets | 21.66 | 15% | 24.91 | 0.625 | Appleton | 1-1/2" Alum Condulet-Type T | E
T125-M | GRC Condulets | 20.47 | 15% | 23.54 | 0.5625 | Appleton | 1-1/4" Condulet-Type T | E
T125-A | GRC Condulets | 16.23 | 15% | 18.66 | 0.5625 | Appleton | 1-1/4" Alum Condulet-Type T | E
T100-M | GRC Condulets | 14.11 | 15% | 16.23 | 0.5 | Appleton | 1" Condulet-Type T | E
T100-A | GRC Condulets | 10.32 | 15% | 11.87 | 0.5 | Appleton | 1" Alum Condulet-Type T | E
SEHX-75 | GRC Condulets | 19.6 | 15% | 22.54 | 0.5 | Appleton | SEHX-3/4" Round Cast Box | E
SEHX-50 | GRC Condulets | 19.6 | 15% | 22.54 | 0.4375 | Appleton | SEHX-1/2" Round Cast Box | E
SEHT-75 | GRC Condulets | 18.11 | 15% | 20.83 | 0.4375 | Appleton | SEHT-3/4" Round Cast Box | E
SEHT-50 | GRC Condulets | 18.11 | 15% | 20.83 | 0.375 | Appleton | SEHT-1/2" Round Cast Box | E
SEHL-75 | GRC Condulets | 16.45 | 15% | 18.92 | 0.375 | Appleton | SEHL-3/4" Round Cast Box | E
SEHL-50 | GRC Condulets | 16.88 | 15% | 19.41 | 0.3125 | Appleton | SEHL-1/2" Round Cast Box | E
SEHK-B | GRC Condulets | 3.32 | 15% | 3.82 | 0.125 | Appleton | Blank Round Cast Box Cover | E
SEHK-50 | GRC Condulets | 9.45 | 15% | 10.87 | 0.125 | Appleton | 1/2" Hub Round Cast Box Cover | E
SEH-GK | GRC Condulets | 4.25 | 15% | 4.89 | 0.025 | Appleton | Round Cast Box Cover Gasket | E
SEHC-75 | GRC Condulets | 16.45 | 15% | 18.92 | 0.375 | Appleton | SEHC-3/4" Round Cast Box | E
SEHC-50 | GRC Condulets | 16.45 | 15% | 18.92 | 0.3125 | Appleton | SEHC-1/2" Round Cast Box | E
SEH-75 | GRC Condulets | 13.82 | 15% | 15.89 | 0.375 | Appleton | SEH-3/4" Round Cast Box | E
SEH-50 | GRC Condulets | 13.82 | 15% | 15.89 | 0.3125 | Appleton | SEH-1/2" Round Cast Box | E
SALB-9 | GRC Condulets | 135.75 | 15% | 156.11 | 1.75 | T & B | 3-1/2" Alum Service Entrance Body | E
SALB-8 | GRC Condulets | 105 | 15% | 120.75 | 1.375 | T & B | 3" Alum Service Entrance Body | E
SALB-7 | GRC Condulets | 93.9 | 15% | 107.99 | 1 | T & B | 2-1/2" Alum Service Entrance Body | E
SALB-10 | GRC Condulets | 181.75 | 15% | 209.01 | 2.125 | T & B | 4" Alum Service Entrance Body | E
S323 | GRC Condulets | 7.98 | 15% | 9.18 | 0.125 | Crouse-Hinds | FS Box Tumbler Switch Stl Cover-3G | E
S322G | GRC Condulets | 12.58 | 15% | 14.47 | 0.1 | Crouse-Hinds | FS Box Guarded Switch Cast Cover-3G | E
S32232 | GRC Condulets | 9.6 | 15% | 11.04 | 0.1 | Crouse-Hinds | FS Box Sw & Dup Recpt Stl Cover-2G | E
S32212 | GRC Condulets | 8.73 | 15% | 10.04 | 0.1 | Crouse-Hinds | FS Box Sw & Sgl Recpt Stl Cover-2G | E
S322 | GRC Condulets | 5.72 | 15% | 6.58 | 0.1 | Crouse-Hinds | FS Box Tumbler Switch Stl Cover-2G | E
S232 | GRC Condulets | 5.72 | 15% | 6.58 | 0.1 | Crouse-Hinds | FS Box Duplex Recpt Stl Cover-2G | E
S1004G | GRC Condulets | 25.11 | 15% | 28.88 | 0.125 | Crouse-Hinds | FS Box Blank Cast Cover-4G | E
S1003G | GRC Condulets | 19.93 | 15% | 22.92 | 0.125 | Crouse-Hinds | FS Box Blank Cast Cover-3G | E
S1003 | GRC Condulets | 7.59 | 15% | 8.73 | 0.125 | Crouse-Hinds | FS Box Blank Stl Cover-3G | E
S1002G | GRC Condulets | 12.76 | 15% | 14.67 | 0.1 | Crouse-Hinds | FS Box Blank Cast Cover-2G | E
S1002 | GRC Condulets | 4.12 | 15% | 4.74 | 0.1 | Crouse-Hinds | FS Box Blank Stl Cover-2G | E
NECLB-6 | GRC Condulets | 79.15 | 15% | 91.02 | 1 | Killark | 2" Alum NEC Mogul-Type LB | E
NECLB-5 | GRC Condulets | 70.57 | 15% | 81.16 | 0.75 | Killark | 1-1/2" Alum NEC Mogul-Type LB | E
NECLB-4 | GRC Condulets | 39.5 | 15% | 45.43 | 0.6875 | Killark | 1-1/4" Alum NEC Mogul-Type LB | E
NECLB-3 | GRC Condulets | 24.17 | 15% | 27.8 | 0.625 | Killark | 1" Alum NEC Mogul-Type LB | E
LRL75-M | GRC Condulets | 7.16 | 15% | 8.23 | 0.375 | Appleton | 3/4" Condulet-Type LRL | E
LRL50-M | GRC Condulets | 5.64 | 15% | 6.49 | 0.3125 | Appleton | 1/2" Condulet-Type LRL | E
LRL200-M | GRC Condulets | 39.25 | 15% | 45.14 | 0.6875 | Appleton | 2" Condulet-Type LRL | E
LRL150-M | GRC Condulets | 27.27 | 15% | 31.36 | 0.5625 | Appleton | 1-1/2" Condulet-Type LRL | E
LRL125-M | GRC Condulets | 19.87 | 15% | 22.85 | 0.5 | Appleton | 1-1/4" Condulet-Type LRL | E
LRL100-M | GRC Condulets | 9.43 | 15% | 10.84 | 0.4375 | Appleton | 1" Condulet-Type LRL | E
LR75-M | GRC Condulets | 7.41 | 15% | 8.52 | 0.375 | Appleton | 3/4" Condulet-Type LR | E
LR75-A | GRC Condulets | 4.72 | 15% | 5.43 | 0.375 | Appleton | 3/4" Alum Condulet-Type LR | E
LR50-M | GRC Condulets | 6.16 | 15% | 7.08 | 0.3125 | Appleton | 1/2" Condulet-Type LR | E
LR50-A | GRC Condulets | 3.48 | 15% | 4 | 0.3125 | Appleton | 1/2" Alum Condulet-Type LR | E
LR400-M | GRC Condulets | 139.86 | 15% | 160.84 | 2.125 | Appleton | 4" Condulet-Type LR | E
LR400-A | GRC Condulets | 156.98 | 15% | 180.53 | 2.125 | Appleton | 4" Alum Condulet-Type LR | E
LR350-M | GRC Condulets | 124.25 | 15% | 142.89 | 1.75 | Appleton | 3-1/2" Condulet-Type LR | E
LR350-A | GRC Condulets | 127.55 | 15% | 146.68 | 1.75 | Appleton | 3-1/2" Alum Condulet-Type LR | E
LR300-M | GRC Condulets | 75.05 | 15% | 86.31 | 1.375 | Appleton | 3" Condulet-Type LR | E
LR300-A | GRC Condulets | 80.52 | 15% | 92.6 | 1.375 | Appleton | 3" Alum Condulet-Type LR | E
LR250-M | GRC Condulets | 65.47 | 15% | 75.29 | 1 | Appleton | 2-1/2" Condulet-Type LR | E
LR250-A | GRC Condulets | 63.7 | 15% | 73.26 | 1 | Appleton | 2-1/2" Alum Condulet-Type LR | E
LR200-M | GRC Condulets | 37.86 | 15% | 43.54 | 0.6875 | Appleton | 2" Condulet-Type LR | E
LR200-A | GRC Condulets | 22.64 | 15% | 26.04 | 0.6875 | Appleton | 2" Alum Condulet-Type LR | E
LR150-M | GRC Condulets | 22.95 | 15% | 26.39 | 0.5625 | Appleton | 1-1/2" Condulet-Type LR | E
LR150-A | GRC Condulets | 13.46 | 15% | 15.48 | 0.5625 | Appleton | 1-1/2" Alum Condulet-Type LR | E
LR125-M | GRC Condulets | 17.74 | 15% | 20.4 | 0.5 | Appleton | 1-1/4" Condulet-Type LR | E
LR125-A | GRC Condulets | 11.11 | 15% | 12.78 | 0.5 | Appleton | 1-1/4" Alum Condulet-Type LR | E
LR100-M | GRC Condulets | 11.18 | 15% | 12.86 | 0.4375 | Appleton | 1" Condulet-Type LR | E
LR100-A | GRC Condulets | 6.62 | 15% | 7.61 | 0.4375 | Appleton | 1" Alum Condulet-Type LR | E
LL75-M | GRC Condulets | 7.41 | 15% | 8.52 | 0.375 | Appleton | 3/4" Condulet-Type LL | E
LL75-A | GRC Condulets | 4.72 | 15% | 5.43 | 0.375 | Appleton | 3/4" Alum Condulet-Type LL | E
LL50-M | GRC Condulets | 6.16 | 15% | 7.08 | 0.3125 | Appleton | 1/2" Condulet-Type LL | E
LL50-A | GRC Condulets | 3.48 | 15% | 4 | 0.3125 | Appleton | 1/2" Alum Condulet-Type LL | E
LL400-M | GRC Condulets | 139.85 | 15% | 160.83 | 2.125 | Appleton | 4" Condulet-Type LL | E
LL400-A | GRC Condulets | 156.98 | 15% | 180.53 | 2.125 | Appleton | 4" Alum Condulet-Type LL | E
LL350-M | GRC Condulets | 124.24 | 15% | 142.88 | 1.75 | Appleton | 3-1/2" Condulet-Type LL | E
LL350-A | GRC Condulets | 127.55 | 15% | 146.68 | 1.75 | Appleton | 3-1/2" Alum Condulet-Type LL | E
LL300-M | GRC Condulets | 75.05 | 15% | 86.31 | 1.375 | Appleton | 3" Condulet-Type LL | E
LL300-A | GRC Condulets | 80.52 | 15% | 92.6 | 1.375 | Appleton | 3" Alum Condulet-Type LL | E
LL250-M | GRC Condulets | 65.47 | 15% | 75.29 | 1 | Appleton | 2-1/2" Condulet-Type LL | E
LL250-A | GRC Condulets | 63.7 | 15% | 73.26 | 1 | Appleton | 2-1/2" Alum Condulet-Type LL | E
LL200-M | GRC Condulets | 37.86 | 15% | 43.54 | 0.6875 | Appleton | 2" Condulet-Type LL | E
LL200-A | GRC Condulets | 22.64 | 15% | 26.04 | 0.6875 | Appleton | 2" Alum Condulet-Type LL | E
LL150-M | GRC Condulets | 22.95 | 15% | 26.39 | 0.5625 | Appleton | 1-1/2" Condulet-Type LL | E
LL150-A | GRC Condulets | 13.46 | 15% | 15.48 | 0.5625 | Appleton | 1-1/2" Alum Condulet-Type LL | E
LL125-M | GRC Condulets | 17.74 | 15% | 20.4 | 0.5 | Appleton | 1-1/4" Condulet-Type LL | E
LL125-A | GRC Condulets | 11.11 | 15% | 12.78 | 0.5 | Appleton | 1-1/4" Alum Condulet-Type LL | E
LL100-M | GRC Condulets | 11.18 | 15% | 12.86 | 0.4375 | Appleton | 1" Condulet-Type LL | E
LL100-A | GRC Condulets | 6.62 | 15% | 7.61 | 0.4375 | Appleton | 1" Alum Condulet-Type LL | E
LBNEC9 | GRC Condulets | 330.75 | 15% | 380.36 | 0.75 | Crouse-Hinds | 3-1/2" Alum NEC Mogul-Type LB | E
LBNEC8 | GRC Condulets | 178.15 | 15% | 204.87 | 0.6875 | Crouse-Hinds | 3" Alum NEC Mogul-Type LB | E
LBNEC7 | GRC Condulets | 178.15 | 15% | 204.87 | 0.625 | Crouse-Hinds | 2-1/2" Alum NEC Mogul-Type LB | E
LBNEC10 | GRC Condulets | 330.75 | 15% | 380.36 | 1 | Crouse-Hinds | 4" Alum NEC Mogul-Type LB | E
LB75-M | GRC Condulets | 6.92 | 15% | 7.96 | 0.375 | Appleton | 3/4" Condulet-Type LB | E
LB75-A | GRC Condulets | 4.72 | 15% | 5.43 | 0.375 | Appleton | 3/4" Alum Condulet-Type LB | E
LB50-M | GRC Condulets | 6.18 | 15% | 7.11 | 0.3125 | Appleton | 1/2" Condulet-Type LB | E
LB50-A | GRC Condulets | 3.48 | 15% | 4 | 0.3125 | Appleton | 1/2" Alum Condulet-Type LB | E
LB400-M | GRC Condulets | 128.49 | 15% | 147.76 | 2.125 | Appleton | 4" Condulet-Type LB | E
LB400-A | GRC Condulets | 133.45 | 15% | 153.47 | 2.125 | Appleton | 4" Alum Condulet-Type LB | E
LB350-M | GRC Condulets | 124.26 | 15% | 142.9 | 1.75 | Appleton | 3-1/2" Condulet-Type LB | E
LB350-A | GRC Condulets | 119.79 | 15% | 137.76 | 1.75 | Appleton | 3-1/2" Alum Condulet-Type LB | E
LB300-M | GRC Condulets | 75.05 | 15% | 86.31 | 1.375 | Appleton | 3" Condulet-Type LB | E
LB300-A | GRC Condulets | 83.61 | 15% | 96.15 | 1.375 | Appleton | 3" Alum Condulet-Type LB | E
LB250-M | GRC Condulets | 65.47 | 15% | 75.29 | 1 | Appleton | 2-1/2" Condulet-Type LB | E
LB250-A | GRC Condulets | 63.65 | 15% | 73.2 | 1 | Appleton | 2-1/2" Alum Condulet-Type LB | E
LB200-M | GRC Condulets | 37.94 | 15% | 43.63 | 0.6875 | Appleton | 2" Condulet-Type LB | E
LB200-A | GRC Condulets | 39.25 | 15% | 45.14 | 0.6875 | Appleton | 2" Alum Condulet-Type LB | E
LB150-M | GRC Condulets | 23 | 15% | 26.45 | 0.5625 | Appleton | 1-1/2" Condulet-Type LB | E
LB150-A | GRC Condulets | 13.46 | 15% | 15.48 | 0.5625 | Appleton | 1-1/2" Alum Condulet-Type LB | E
LB125-M | GRC Condulets | 17.74 | 15% | 20.4 | 0.5 | Appleton | 1-1/4" Condulet-Type LB | E
LB125-A | GRC Condulets | 11.11 | 15% | 12.78 | 0.5 | Appleton | 1-1/4" Alum Condulet-Type LB | E
LB100-M | GRC Condulets | 11.18 | 15% | 12.86 | 0.4375 | Appleton | 1" Condulet-Type LB | E
LB100-A | GRC Condulets | 6.62 | 15% | 7.61 | 0.4375 | Appleton | 1" Alum Condulet-Type LB | E
K75-CA | GRC Condulets | 1.14 | 15% | 1.31 | 0.1 | Appleton | 3/4" Cast Alum Condulet Cover | E
K75-A | GRC Condulets | 1.65 | 15% | 1.9 | 0.1 | Appleton | 3/4" Stamped Alum Condulet Cover | E
K50-CA | GRC Condulets | 0.8 | 15% | 0.92 | 0.1 | Appleton | 1/2" Cast Alum Condulet Cover | E
K50-A | GRC Condulets | 0.81 | 15% | 0.93 | 0.1 | Appleton | 1/2" Stamped Alum Condulet Cover | E
K350&400-CA | GRC Condulets | 9.21 | 15% | 10.59 | 0.15 | Appleton | 3-1/2" Cast Alum Condulet Cover | E
K350&400-A | GRC Condulets | 9.73 | 15% | 11.19 | 0.15 | Appleton | 3-1/2" Stamped Alum Condulet Cover | E
K250&300-CA | GRC Condulets | 6.42 | 15% | 7.38 | 0.15 | Appleton | 2-1/2" Cast Alum Condulet Cover | E
K250&300-A | GRC Condulets | 7.74 | 15% | 8.9 | 0.15 | Appleton | 2-1/2" Stamped Alum Condulet Cover | E
K200-CA | GRC Condulets | 4.38 | 15% | 5.04 | 0.125 | Appleton | 2" Cast Alum Condulet Cover | E
K200-A | GRC Condulets | 5.07 | 15% | 5.83 | 0.125 | Appleton | 2" Stamped Alum Condulet Cover | E
K125&150-CA | GRC Condulets | 2.32 | 15% | 2.67 | 0.125 | Appleton | 1-1/4" Cast Alum Condulet Cover | E
K125&150-A | GRC Condulets | 2.9 | 15% | 3.34 | 0.125 | Appleton | 1-1/4" Stamped Alum Condulet Cover | E
K100-CA | GRC Condulets | 1.46 | 15% | 1.68 | 0.1 | Appleton | 1" Cast Alum Condulet Cover | E
K100-A | GRC Condulets | 2.43 | 15% | 2.79 | 0.1 | Appleton | 1" Stamped Alum Condulet Cover | E
IH6S2-2 | GRC Condulets | 8.12 | 15% | 9.34 | 0.8125 | T & B | 3/4" 1G Cast Alum Box 6-Outlet | E
GASK579 | GRC Condulets | 4.24 | 15% | 4.88 | 0.1 | Crouse-Hinds | 3-1/2" Condulet Gasket | E
GASK578 | GRC Condulets | 3.34 | 15% | 3.84 | 0.1 | Crouse-Hinds | 2-1/2" Condulet Gasket | E
GASK576 | GRC Condulets | 2.01 | 15% | 2.31 | 0.075 | Crouse-Hinds | 2" Condulet Gasket | E
GASK575 | GRC Condulets | 1.7 | 15% | 1.96 | 0.075 | Crouse-Hinds | 1-1/2" Condulet Gasket | E
GASK574 | GRC Condulets | 1.7 | 15% | 1.96 | 0.075 | Crouse-Hinds | 1-1/4" Condulet Gasket | E
GASK573 | GRC Condulets | 1.29 | 15% | 1.48 | 0.05 | Crouse-Hinds | 1" Condulet Gasket | E
GASK572 | GRC Condulets | 1.01 | 15% | 1.16 | 0.05 | Crouse-Hinds | 3/4" Condulet Gasket | E
GASK571 | GRC Condulets | 1 | 15% | 1.15 | 0.05 | Crouse-Hinds | 1/2" Condulet Gasket | E
FSX2 | GRC Condulets | 26.39 | 15% | 30.35 | 0.625 | Crouse-Hinds | 3/4" 1 Gang FSX Box | E
FSX1 | GRC Condulets | 28.55 | 15% | 32.83 | 0.5625 | Crouse-Hinds | 1/2" 1 Gang FSX Box | E
FST2 | GRC Condulets | 24.3 | 15% | 27.95 | 0.5 | Crouse-Hinds | 3/4" 1 Gang FST Box | E
FST1 | GRC Condulets | 23.5 | 15% | 27.03 | 0.4375 | Crouse-Hinds | 1/2" 1 Gang FST Box | E
FSS-2-50 | GRC Condulets | 31.9 | 15% | 36.69 | 0.3125 | Appleton | 1/2" 2 Gang FSS Box | E
FSS23 | GRC Condulets | 35.04 | 15% | 40.3 | 0.4375 | Crouse-Hinds | 3/4" 3 Gang FSS Box | E
FSS222 | GRC Condulets | 30.72 | 15% | 35.33 | 0.375 | Crouse-Hinds | 3/4" 2 Gang FSS Box | E
FSS2 | GRC Condulets | 13.65 | 15% | 15.7 | 0.375 | Crouse-Hinds | 3/4" 1 Gang FSS Box | E
FSS1 | GRC Condulets | 16.34 | 15% | 18.79 | 0.3125 | Crouse-Hinds | 1/2" 1 Gang FSS Box | E
FSR2 | GRC Condulets | 15.79 | 15% | 18.16 | 0.375 | Crouse-Hinds | 3/4" 1 Gang FSR Box | E
FSR1 | GRC Condulets | 15.57 | 15% | 17.91 | 0.3125 | Crouse-Hinds | 1/2" 1 Gang FSR Box | E
FSLA2 | GRC Condulets | 24.11 | 15% | 27.73 | 0.375 | Crouse-Hinds | 3/4" 1 Gang FSLA Box | E
FSLA-1-75 | GRC Condulets | 19.07 | 15% | 21.93 | 0.375 | Appleton | 3/4" 1 Gang FSLA Box | E
FSLA1 | GRC Condulets | 18.51 | 15% | 21.29 | 0.3125 | Crouse-Hinds | 1/2" 1 Gang FSLA Box | E
FSL2 | GRC Condulets | 24.77 | 15% | 28.49 | 0.375 | Crouse-Hinds | 3/4" 1 Gang FSL Box | E
FSL1 | GRC Condulets | 24.47 | 15% | 28.14 | 0.3125 | Crouse-Hinds | 1/2" 1 Gang FSL Box | E
FSCT3 | GRC Condulets | 27.86 | 15% | 32.04 | 0.5 | Crouse-Hinds | 1" 1 Gang FSCT Box | E
FSCT2 | GRC Condulets | 20.62 | 15% | 23.71 | 0.4375 | Crouse-Hinds | 3/4" 1 Gang FSCT Box | E
FSCT1 | GRC Condulets | 16.58 | 15% | 19.07 | 0.375 | Crouse-Hinds | 1/2" 1 Gang FSCT Box | E
FSCD2 | GRC Condulets | 21.97 | 15% | 25.27 | 0.625 | Crouse-Hinds | 3/4" 1 Gang FSCD Box | E
FSCD1 | GRC Condulets | 23.15 | 15% | 26.62 | 0.5625 | Crouse-Hinds | 1/2" 1 Gang FSCD Box | E
FSCC2 | GRC Condulets | 21.9 | 15% | 25.19 | 0.4375 | Crouse-Hinds | 3/4" 1 Gang FSCC Box | E
FSCC1 | GRC Condulets | 16.58 | 15% | 19.07 | 0.375 | Crouse-Hinds | 1/2" 1 Gang FSCC Box | E
FSCA2 | GRC Condulets | 19.62 | 15% | 22.56 | 0.3625 | Crouse-Hinds | 3/4" 1 Gang FSCA Box | E
FSCA1 | GRC Condulets | 20.28 | 15% | 23.32 | 0.3125 | Crouse-Hinds | 1/2" 1 Gang FSCA Box | E
FSC32 | GRC Condulets | 24.09 | 15% | 27.7 | 0.4375 | Crouse-Hinds | 1" 2 Gang FSC Box | E
FSC3 | GRC Condulets | 17.5 | 15% | 20.13 | 0.4375 | Crouse-Hinds | 1" 1 Gang FSC Box | E
FSC27 | GRC Condulets | 27.15 | 15% | 31.22 | 0.375 | Crouse-Hinds | 3/4" FSC Tandem Box | E
FSC222 | GRC Condulets | 24.04 | 15% | 27.65 | 0.375 | Crouse-Hinds | 3/4" 2 Gang FSC Box | E
FSC2 | GRC Condulets | 15.58 | 15% | 17.92 | 0.375 | Crouse-Hinds | 3/4" 1 Gang FSC Box | E
FSC17 | GRC Condulets | 27.98 | 15% | 32.18 | 0.3125 | Crouse-Hinds | 1/2" FSC Tandem Box | E
FSC12 | GRC Condulets | 21.1 | 15% | 24.27 | 0.3125 | Crouse-Hinds | 1/2" 2 Gang FSC Box | E
FSC1 | GRC Condulets | 14.27 | 15% | 16.41 | 0.3125 | Crouse-Hinds | 1/2" 1 Gang FSC Box | E
FSA2 | GRC Condulets | 15.92 | 15% | 18.31 | 0.375 | Crouse-Hinds | 3/4" 1 Gang FSA Box | E
FSA1 | GRC Condulets | 17.14 | 15% | 19.71 | 0.3125 | Crouse-Hinds | 1/2" 1 Gang FSA Box | E
FS33 | GRC Condulets | 31.24 | 15% | 35.93 | 0.4375 | Crouse-Hinds | 1" 3 Gang FS Box | E
FS32 | GRC Condulets | 20.77 | 15% | 23.89 | 0.4375 | Crouse-Hinds | 1" 2 Gang FS Box | E
FS3 | GRC Condulets | 15.26 | 15% | 17.55 | 0.4375 | Crouse-Hinds | 1" 1 Gang FS Box | E
FS27 | GRC Condulets | 28.04 | 15% | 32.25 | 0.375 | Crouse-Hinds | 3/4" FS Tandem Box | E
FS23 | GRC Condulets | 31.65 | 15% | 36.4 | 0.375 | Crouse-Hinds | 3/4" 3 Gang FS Box | E
FS22 | GRC Condulets | 22.59 | 15% | 25.98 | 0.375 | Crouse-Hinds | 3/4" 2 Gang FS Box | E
FS2 | GRC Condulets | 12.93 | 15% | 14.87 | 0.375 | Crouse-Hinds | 3/4" 1 Gang FS Box | E
FS17 | GRC Condulets | 24.64 | 15% | 28.34 | 0.3125 | Crouse-Hinds | 1/2" FS Tandem Box | E
FS12 | GRC Condulets | 21.94 | 15% | 25.23 | 0.3125 | Crouse-Hinds | 1/2" 2 Gang FS Box | E
FS1 | GRC Condulets | 14.71 | 15% | 16.92 | 0.3125 | Crouse-Hinds | 1/2" 1 Gang FS Box | E
FDX3 | GRC Condulets | 29.77 | 15% | 34.24 | 0.6875 | Crouse-Hinds | 1" 1 Gang FDX Box | E
FDX2 | GRC Condulets | 26.81 | 15% | 30.83 | 0.625 | Crouse-Hinds | 3/4" 1 Gang FDX Box | E
FDX1 | GRC Condulets | 22.14 | 15% | 25.46 | 0.5625 | Crouse-Hinds | 1/2" 1 Gang FDX Box | E
FDT3 | GRC Condulets | 26.12 | 15% | 30.04 | 0.5 | Crouse-Hinds | 1" 1 Gang FDT Box | E
FDT2 | GRC Condulets | 22.79 | 15% | 26.21 | 0.4375 | Crouse-Hinds | 3/4" 1 Gang FDT Box | E
FDT1 | GRC Condulets | 20.96 | 15% | 24.1 | 0.375 | Crouse-Hinds | 1/2" 1 Gang FDT Box | E
FDS222 | GRC Condulets | 37.91 | 15% | 43.6 | 0.375 | Crouse-Hinds | 3/4" 2 Gang FDS Box | E
FDR2 | GRC Condulets | 22.35 | 15% | 25.7 | 0.375 | Crouse-Hinds | 3/4" 1 Gang FDR Box | E
FDR1 | GRC Condulets | 20.22 | 15% | 23.25 | 0.3125 | Crouse-Hinds | 1/2" 1 Gang FDR Box | E
FDLA2 | GRC Condulets | 20.6 | 15% | 23.69 | 0.375 | Crouse-Hinds | 3/4" 1 Gang FDLA Box | E
FDLA1 | GRC Condulets | 25.58 | 15% | 29.42 | 0.3125 | Crouse-Hinds | 1/2" 1 Gang FDLA Box | E
FDL2 | GRC Condulets | 23.13 | 15% | 26.6 | 0.375 | Crouse-Hinds | 3/4" 1 Gang FDL Box | E
FDL1 | GRC Condulets | 22.66 | 15% | 26.06 | 0.3125 | Crouse-Hinds | 1/2" 1 Gang FDL Box | E
FDD3 | GRC Condulets | 20.58 | 15% | 23.67 | 0.4375 | Crouse-Hinds | 1" 1 Gang FDD Box | E
FDD2 | GRC Condulets | 17.52 | 15% | 20.15 | 0.375 | Crouse-Hinds | 3/4" 1 Gang FDD Box | E
FDD1 | GRC Condulets | 16.31 | 15% | 18.76 | 0.3125 | Crouse-Hinds | 1/2" 1 Gang FDD Box | E
FDCT3 | GRC Condulets | 26.19 | 15% | 30.12 | 0.5 | Crouse-Hinds | 1" 1 Gang FDCT Box | E
FDCT2 | GRC Condulets | 22.81 | 15% | 26.23 | 0.4375 | Crouse-Hinds | 3/4" 1 Gang FDCT Box | E
FDCT1 | GRC Condulets | 19.09 | 15% | 21.95 | 0.375 | Crouse-Hinds | 1/2" 1 Gang FDCT Box | E
FDCC2 | GRC Condulets | 23.69 | 15% | 27.24 | 0.4375 | Crouse-Hinds | 3/4" 1 Gang FDCC Box | E
FDCC1 | GRC Condulets | 19.2 | 15% | 22.08 | 0.375 | Crouse-Hinds | 1/2" 1 Gang FDCC Box | E
FDC32 | GRC Condulets | 32.54 | 15% | 37.42 | 0.4375 | Crouse-Hinds | 1" 2 Gang FDC Box | E
FDC3 | GRC Condulets | 20.62 | 15% | 23.71 | 0.4375 | Crouse-Hinds | 1" 1 Gang FDC Box | E
FDC222 | GRC Condulets | 30.22 | 15% | 34.75 | 0.375 | Crouse-Hinds | 3/4" 2 Gang FDC Box | E
FDC2 | GRC Condulets | 17.57 | 15% | 20.21 | 0.375 | Crouse-Hinds | 3/4" 1 Gang FDC Box | E
FDC12 | GRC Condulets | 28.28 | 15% | 32.52 | 0.3125 | Crouse-Hinds | 1/2" 2 Gang FDC Box | E
FDC1 | GRC Condulets | 16.43 | 15% | 18.89 | 0.3125 | Crouse-Hinds | 1/2" 1 Gang FDC Box | E
FDA2 | GRC Condulets | 19.7 | 15% | 22.66 | 0.375 | Crouse-Hinds | 3/4" 1 Gang FDA Box | E
FDA1 | GRC Condulets | 18.19 | 15% | 20.92 | 0.3125 | Crouse-Hinds | 1/2" 1 Gang FDA Box | E
FD32 | GRC Condulets | 30.48 | 15% | 35.05 | 0.4375 | Crouse-Hinds | 1" 2 Gang FD Box | E
FD3 | GRC Condulets | 16.83 | 15% | 19.35 | 0.4375 | Crouse-Hinds | 1" 1 Gang FD Box | E
FD23 | GRC Condulets | 55.46 | 15% | 63.78 | 0.625 | Crouse-Hinds | 3/4" 3 Gang FD Box | E
FD22 | GRC Condulets | 26.74 | 15% | 30.75 | 0.375 | Crouse-Hinds | 3/4" 2 Gang FD Box | E
FD2 | GRC Condulets | 15.75 | 15% | 18.11 | 0.375 | Crouse-Hinds | 3/4" 1 Gang FD Box | E
FD12 | GRC Condulets | 25.26 | 15% | 29.05 | 0.3125 | Crouse-Hinds | 1/2" 2 Gang FD Box | E
FD1 | GRC Condulets | 15.23 | 15% | 17.51 | 0.3125 | Crouse-Hinds | 1/2" 1 Gang FD Box | E
E75-M | GRC Condulets | 8.48 | 15% | 9.75 | 0.375 | Appleton | 3/4" Condulet-Type E | E
E75-A | GRC Condulets | 6.1 | 15% | 7.02 | 0.375 | Appleton | 3/4" Alum Condulet-Type E | E
E50-M | GRC Condulets | 5.37 | 15% | 6.18 | 0.3125 | Appleton | 1/2" Condulet-Type E | E
E50-A | GRC Condulets | 5.73 | 15% | 6.59 | 0.3125 | Appleton | 1/2" Alum Condulet-Type E | E
E100-M | GRC Condulets | 9.31 | 15% | 10.71 | 0.4375 | Appleton | 1" Condulet-Type E | E
E100-A | GRC Condulets | 6.51 | 15% | 7.49 | 0.4375 | Appleton | 1" Alum Condulet-Type E | E
DSS100 | GRC Condulets | 2.44 | 15% | 2.81 | 0.075 | Crouse-Hinds | FS Box Blank Stl Cover-1G | E
DS52 | GRC Condulets | 4.8 | 15% | 5.52 | 0.075 | Crouse-Hinds | FS Box Guarded Switch Stl Cover-1G | E
DS32G | GRC Condulets | 8.41 | 15% | 9.67 | 0.075 | Crouse-Hinds | FS Box Guarded Switch Cast Cover-1G | E
DS32 | GRC Condulets | 3.76 | 15% | 4.32 | 0.075 | Crouse-Hinds | FS Box Tumbler Switch Stl Cover-1G | E
DS24G | GRC Condulets | 22.23 | 15% | 25.56 | 0.0625 | Crouse-Hinds | FS Box Pilot Light Cast Cover-2G | E
DS24 | GRC Condulets | 26.35 | 15% | 30.3 | 0.0625 | Crouse-Hinds | FS Box Pilot Light Stl Cover-1G | E
DS23 | GRC Condulets | 3.76 | 15% | 4.32 | 0.075 | Crouse-Hinds | FS Box Duplex Recpt Stl Cover-1G | E
DS21 | GRC Condulets | 3.76 | 15% | 4.32 | 0.075 | Crouse-Hinds | FS Box Single Recpt Stl Cover-1G | E
DS185 | GRC Condulets | 28.38 | 15% | 32.64 | 0.075 | Crouse-Hinds | FS Box Locking Switch Cast Cover-1G | E
DS1812 | GRC Condulets | 12.58 | 15% | 14.47 | 0.1 | Crouse-Hinds | FS Box Rocker Handle Cast Cover-2G | E
DS181 | GRC Condulets | 28.38 | 15% | 32.64 | 0.075 | Crouse-Hinds | FS Box Rocker Handle Cast Cover-1G | E
DS1283 | GRC Condulets | 64.95 | 15% | 74.69 | 0.125 | Crouse-Hinds | FS Box Rod Handle Cast Cover-3G | E
DS1282 | GRC Condulets | 48.73 | 15% | 56.04 | 0.1 | Crouse-Hinds | FS Box Rod Handle Cast Cover-2G | E
DS128 | GRC Condulets | 28.38 | 15% | 32.64 | 0.075 | Crouse-Hinds | FS Box Rod Handle Cast Cover-1G | E
DS100G | GRC Condulets | 7.32 | 15% | 8.42 | 0.075 | Crouse-Hinds | FS Box Blank Cast Cover-1G | E
C75-M | GRC Condulets | 7.41 | 15% | 8.52 | 0.375 | Appleton | 3/4" Condulet-Type C | E
C75-A | GRC Condulets | 4.72 | 15% | 5.43 | 0.375 | Appleton | 3/4" Alum Condulet-Type C | E
C50-M | GRC Condulets | 6.16 | 15% | 7.08 | 0.3125 | Appleton | 1/2" Condulet-Type C | E
C50-A | GRC Condulets | 4.15 | 15% | 4.77 | 0.3125 | Appleton | 1/2" Alum Condulet-Type C | E
C400-M | GRC Condulets | 129.4 | 15% | 148.81 | 2.125 | Appleton | 4" Condulet-Type C | E
C400-A | GRC Condulets | 155.58 | 15% | 178.92 | 2.125 | Appleton | 4" Alum Condulet-Type C | E
C350-M | GRC Condulets | 124.24 | 15% | 142.88 | 1.75 | Appleton | 3-1/2" Condulet-Type C | E
C350-A | GRC Condulets | 138 | 15% | 158.7 | 1.75 | Appleton | 3-1/2" Alum Condulet-Type C | E
C300-M | GRC Condulets | 75.05 | 15% | 86.31 | 1.375 | Appleton | 3" Condulet-Type C | E
C300-A | GRC Condulets | 72.54 | 15% | 83.42 | 1.375 | Appleton | 3" Alum Condulet-Type C | E
C250-M | GRC Condulets | 65.52 | 15% | 75.35 | 1 | Appleton | 2-1/2" Condulet-Type C | E
C250-A | GRC Condulets | 65.09 | 15% | 74.85 | 1 | Appleton | 2-1/2" Alum Condulet-Type C | E
C200-M | GRC Condulets | 41.52 | 15% | 47.75 | 0.6875 | Appleton | 2" Condulet-Type C | E
C200-A | GRC Condulets | 30.49 | 15% | 35.06 | 0.6875 | Appleton | 2" Alum Condulet-Type C | E
C150-M | GRC Condulets | 25.19 | 15% | 28.97 | 0.5625 | Appleton | 1-1/2" Condulet-Type C | E
C150-A | GRC Condulets | 20.93 | 15% | 24.07 | 0.5625 | Appleton | 1-1/2" Alum Condulet-Type C | E
C125-M | GRC Condulets | 17.74 | 15% | 20.4 | 0.5 | Appleton | 1-1/4" Condulet-Type C | E
C125-A | GRC Condulets | 11.11 | 15% | 12.78 | 0.5 | Appleton | 1-1/4" Alum Condulet-Type C | E
C100-M | GRC Condulets | 11.14 | 15% | 12.81 | 0.4375 | Appleton | 1" Condulet-Type C | E
C100-A | GRC Condulets | 6.62 | 15% | 7.61 | 0.4375 | Appleton | 1" Alum Condulet-Type C | E
BUB400-M | GRC Condulets | 350.98 | 15% | 403.63 | 2.75 | Appleton | 4" Malleable Mogul Unilet-UB | E
BUB400-A | GRC Condulets | 476.1 | 15% | 547.52 | 2.75 | Appleton | 4" Alum Mogul Unilet-UB | E
BUB350-M | GRC Condulets | 292.9 | 15% | 336.84 | 2.375 | Appleton | 3-1/2" Malleable Mogul Unilet-UB | E
BUB350-A | GRC Condulets | 423.66 | 15% | 487.21 | 2.375 | Appleton | 3-1/2" Alum Mogul Unilet-UB | E
BUB300-M | GRC Condulets | 178.76 | 15% | 205.57 | 2 | Appleton | 3" Malleable Mogul Unilet-UB | E
BUB300-A | GRC Condulets | 241.15 | 15% | 277.32 | 2 | Appleton | 3" Alum Mogul Unilet-UB | E
BUB250-M | GRC Condulets | 154.58 | 15% | 177.77 | 1.5 | Appleton | 2-1/2" Malleable Mogul Unilet-UB | E
BUB250-A | GRC Condulets | 213.34 | 15% | 245.34 | 1.5 | Appleton | 2-1/2" Alum Mogul Unilet-UB | E
BUB200-M | GRC Condulets | 95.06 | 15% | 109.32 | 1 | Appleton | 2" Malleable Mogul Unilet-UB | E
BUB200-A | GRC Condulets | 112.49 | 15% | 129.36 | 1 | Appleton | 2" Alum Mogul Unilet-UB | E
BUB150-M | GRC Condulets | 83.24 | 15% | 95.73 | 0.75 | Appleton | 1-1/2" Malleable Mogul Unilet-UB | E
BUB150-A | GRC Condulets | 99.25 | 15% | 114.14 | 0.75 | Appleton | 1-1/2" Alum Mogul Unilet-UB | E
BUB125-M | GRC Condulets | 52.18 | 15% | 60.01 | 0.6875 | Appleton | 1-1/4" Malleable Mogul Unilet-UB | E
BUB125-A | GRC Condulets | 59.59 | 15% | 68.53 | 0.6875 | Appleton | 1-1/4" Alum Mogul Unilet-UB | E
BUB100-M | GRC Condulets | 43.45 | 15% | 49.97 | 0.625 | Appleton | 1" Malleable Mogul Unilet-UB | E
BUB100-A | GRC Condulets | 54.66 | 15% | 62.86 | 0.625 | Appleton | 1" Alum Mogul Unilet-UB | E
BT400-M | GRC Condulets | 356.86 | 15% | 410.39 | 2.75 | Appleton | 4" Malleable Mogul Unilet-T | E
BT400-A | GRC Condulets | 488.86 | 15% | 562.19 | 2.75 | Appleton | 4" Alum Mogul Unilet-T | E
BT350-M | GRC Condulets | 331.28 | 15% | 380.97 | 2.375 | Appleton | 3-1/2" Malleable Mogul Unilet-T | E
BT350-A | GRC Condulets | 491.62 | 15% | 565.36 | 2.375 | Appleton | 3-1/2" Alum Mogul Unilet-T | E
BT300-M | GRC Condulets | 196.9 | 15% | 226.44 | 2 | Appleton | 3" Malleable Mogul Unilet-T | E
BT300-A | GRC Condulets | 278.07 | 15% | 319.78 | 2 | Appleton | 3" Alum Mogul Unilet-T | E
BT250-M | GRC Condulets | 159.22 | 15% | 183.1 | 1.5 | Appleton | 2-1/2" Malleable Mogul Unilet-T | E
BT250-A | GRC Condulets | 212.17 | 15% | 244 | 1.5 | Appleton | 2-1/2" Alum Mogul Unilet-T | E
BT200-M | GRC Condulets | 105.92 | 15% | 121.81 | 1 | Appleton | 2" Malleable Mogul Unilet-T | E
BT200-A | GRC Condulets | 123.85 | 15% | 142.43 | 1 | Appleton | 2" Alum Mogul Unilet-T | E
BT150-M | GRC Condulets | 92.96 | 15% | 106.9 | 0.75 | Appleton | 1-1/2" Malleable Mogul Unilet-T | E
BT150-A | GRC Condulets | 107.77 | 15% | 123.94 | 0.75 | Appleton | 1-1/2" Alum Mogul Unilet-T | E
BT125-M | GRC Condulets | 53.21 | 15% | 61.19 | 0.6875 | Appleton | 1-1/4" Malleable Mogul Unilet-T | E
BT125-A | GRC Condulets | 66.24 | 15% | 76.18 | 0.6875 | Appleton | 1-1/4" Alum Mogul Unilet-T | E
BT100-M | GRC Condulets | 47.64 | 15% | 54.79 | 0.625 | Appleton | 1" Malleable Mogul Unilet-T | E
BT100-A | GRC Condulets | 59.51 | 15% | 68.44 | 0.625 | Appleton | 1" Alum Mogul Unilet-T | E
BLR200-M | GRC Condulets | 94.98 | 15% | 109.23 | 1 | Appleton | 2" Malleable Mogul Unilet-LR | E
BLR200-A | GRC Condulets | 112.6 | 15% | 129.49 | 1 | Appleton | 2" Alum Mogul Unilet-LR | E
BLR150-M | GRC Condulets | 83.14 | 15% | 95.61 | 0.75 | Appleton | 1-1/2" Malleable Mogul Unilet-LR | E
BLR150-A | GRC Condulets | 96.49 | 15% | 110.96 | 0.75 | Appleton | 1-1/2" Alum Mogul Unilet-LR | E
BLR125-M | GRC Condulets | 46.91 | 15% | 53.95 | 0.6875 | Appleton | 1-1/4" Malleable Mogul Unilet-LR | E
BLR125-A | GRC Condulets | 57.89 | 15% | 66.57 | 0.6875 | Appleton | 1-1/4" Alum Mogul Unilet-LR | E
BLR100-M | GRC Condulets | 43.44 | 15% | 49.96 | 0.625 | Appleton | 1" Malleable Mogul Unilet-LR | E
BLR100-A | GRC Condulets | 56.3 | 15% | 64.75 | 0.625 | Appleton | 1" Alum Mogul Unilet-LR | E
BLL200-M | GRC Condulets | 94.98 | 15% | 109.23 | 1 | Appleton | 2" Malleable Mogul Unilet-LL | E
BLL200-A | GRC Condulets | 112.6 | 15% | 129.49 | 1 | Appleton | 2" Alum Mogul Unilet-LL | E
BLL150-M | GRC Condulets | 83.13 | 15% | 95.6 | 0.75 | Appleton | 1-1/2" Malleable Mogul Unilet-LL | E
BLL150-A | GRC Condulets | 96.49 | 15% | 110.96 | 0.75 | Appleton | 1-1/2" Alum Mogul Unilet-LL | E
BLL125-M | GRC Condulets | 48.29 | 15% | 55.53 | 0.6875 | Appleton | 1-1/4" Malleable Mogul Unilet-LL | E
BLL125-A | GRC Condulets | 57.89 | 15% | 66.57 | 0.6875 | Appleton | 1-1/4" Alum Mogul Unilet-LL | E
BLL100-M | GRC Condulets | 43.44 | 15% | 49.96 | 0.625 | Appleton | 1" Malleable Mogul Unilet-LL | E
BLL100-A | GRC Condulets | 56.3 | 15% | 64.75 | 0.625 | Appleton | 1" Alum Mogul Unilet-LL | E
BLB400-M | GRC Condulets | 358.64 | 15% | 412.44 | 2.75 | Appleton | 4" Malleable Mogul Unilet-LB | E
BLB400-A | GRC Condulets | 409.76 | 15% | 471.22 | 2.75 | Appleton | 4" Alum Mogul Unilet-LB | E
BLB350-M | GRC Condulets | 316.8 | 15% | 364.32 | 2.375 | Appleton | 3-1/2" Malleable Mogul Unilet-LB | E
BLB350-A | GRC Condulets | 411.38 | 15% | 473.09 | 2.375 | Appleton | 3-1/2" Alum Mogul Unilet-LB | E
BLB300-M | GRC Condulets | 193.4 | 15% | 222.41 | 2 | Appleton | 3" Malleable Mogul Unilet-LB | E
BLB300-A | GRC Condulets | 241.04 | 15% | 277.2 | 2 | Appleton | 3" Alum Mogul Unilet-LB | E
BLB250-M | GRC Condulets | 154.7 | 15% | 177.91 | 1.5 | Appleton | 2-1/2" Malleable Mogul Unilet-LB | E
BLB250-A | GRC Condulets | 207.3 | 15% | 238.4 | 1.5 | Appleton | 2-1/2" Alum Mogul Unilet-LB | E
BLB200-M | GRC Condulets | 94.98 | 15% | 109.23 | 1 | Appleton | 2" Malleable Mogul Unilet-LB | E
BLB200-A | GRC Condulets | 112.49 | 15% | 129.36 | 1 | Appleton | 2" Alum Mogul Unilet-LB | E
BLB150-M | GRC Condulets | 83.21 | 15% | 95.69 | 0.75 | Appleton | 1-1/2" Malleable Mogul Unilet-LB | E
BLB150-A | GRC Condulets | 96.4 | 15% | 110.86 | 0.75 | Appleton | 1-1/2" Alum Mogul Unilet-LB | E
BLB125-M | GRC Condulets | 46.91 | 15% | 53.95 | 0.6875 | Appleton | 1-1/4" Malleable Mogul Unilet-LB | E
BLB125-A | GRC Condulets | 57.87 | 15% | 66.55 | 0.6875 | Appleton | 1-1/4" Alum Mogul Unilet-LB | E
BLB100-M | GRC Condulets | 43.44 | 15% | 49.96 | 0.625 | Appleton | 1" Malleable Mogul Unilet-LB | E
BLB100-A | GRC Condulets | 54.66 | 15% | 62.86 | 0.625 | Appleton | 1" Alum Mogul Unilet-LB | E
BC400-M | GRC Condulets | 347.79 | 15% | 399.96 | 2.75 | Appleton | 4" Malleable Mogul Unilet-C | E
BC400-A | GRC Condulets | 476.1 | 15% | 547.52 | 2.75 | Appleton | 4" Alum Mogul Unilet-C | E
BC350-M | GRC Condulets | 316.8 | 15% | 364.32 | 2.375 | Appleton | 3-1/2" Malleable Mogul Unilet-C | E
BC350-A | GRC Condulets | 411.93 | 15% | 473.72 | 2.375 | Appleton | 3-1/2" Alum Mogul Unilet-C | E
BC300-M | GRC Condulets | 193.4 | 15% | 222.41 | 2 | Appleton | 3" Malleable Mogul Unilet-C | E
BC300-A | GRC Condulets | 241.15 | 15% | 277.32 | 2 | Appleton | 3" Alum Mogul Unilet-C | E
BC250-M | GRC Condulets | 154.78 | 15% | 178 | 1.5 | Appleton | 2-1/2" Malleable Mogul Unilet-C | E
BC250-A | GRC Condulets | 208.51 | 15% | 239.79 | 1.5 | Appleton | 2-1/2" Alum Mogul Unilet-C | E
BC200-M | GRC Condulets | 94.98 | 15% | 109.23 | 1 | Appleton | 2" Malleable Mogul Unilet-C | E
BC200-A | GRC Condulets | 112.6 | 15% | 129.49 | 1 | Appleton | 2" Alum Mogul Unilet-C | E
BC150-M | GRC Condulets | 83.21 | 15% | 95.69 | 0.75 | Appleton | 1-1/2" Malleable Mogul Unilet-C | E
BC150-A | GRC Condulets | 96.49 | 15% | 110.96 | 0.75 | Appleton | 1-1/2" Alum Mogul Unilet-C | E
BC125-M | GRC Condulets | 50.72 | 15% | 58.33 | 0.6875 | Appleton | 1-1/4" Malleable Mogul Unilet-C | E
BC125-A | GRC Condulets | 59.59 | 15% | 68.53 | 0.6875 | Appleton | 1-1/4" Alum Mogul Unilet-C | E
BC100-M | GRC Condulets | 43.44 | 15% | 49.96 | 0.625 | Appleton | 1" Malleable Mogul Unilet-C | E
BC100-A | GRC Condulets | 54.71 | 15% | 62.92 | 0.625 | Appleton | 1" Alum Mogul Unilet-C | E
AY-75 | GRC Condulets | 10.86 | 15% | 12.49 | 0.375 | Appleton | 3/4" Threaded Entrance Elbow | E
AY-50 | GRC Condulets | 9 | 15% | 10.35 | 0.3125 | Appleton | 1/2" Threaded Entrance Elbow | E
AY-150 | GRC Condulets | 38.01 | 15% | 43.71 | 0.5625 | Appleton | 1-1/2" Threaded Entrance Elbow | E
AY-125 | GRC Condulets | 27.16 | 15% | 31.23 | 0.5 | Appleton | 1-1/4" Threaded Entrance Elbow | E
AY-100 | GRC Condulets | 13.12 | 15% | 15.09 | 0.4375 | Appleton | 1" Threaded Entrance Elbow | E
ASLB-6 | GRC Condulets | 29.97 | 15% | 34.47 | 0.6875 | T & B | 2" Alum Service Entrance Body | E
ASLB-5 | GRC Condulets | 19.98 | 15% | 22.98 | 0.5625 | T & B | 1-1/2" Alum Service Entrance Body | E
ASLB-4 | GRC Condulets | 10.11 | 15% | 11.63 | 0.5 | T & B | 1-1/4" Alum Service Entrance Body | E
ASLB-3 | GRC Condulets | 7.24 | 15% | 8.33 | 0.4375 | T & B | 1" Alum Service Entrance Body | E
ASLB-2 | GRC Condulets | 4.74 | 15% | 5.45 | 0.375 | T & B | 3/4" Alum Service Entrance Body | E
ASLB-1 | GRC Condulets | 3.5 | 15% | 4.03 | 0.3125 | T & B | 1/2" Alum Service Entrance Body | E
970F | GRC Condulets | 18.91 | 15% | 21.75 | 0.15 | Crouse-Hinds | 3-1/2" Cast Condulet Cover | E
970 | GRC Condulets | 14.07 | 15% | 16.18 | 0.15 | Crouse-Hinds | 3-1/2" Steel Condulet Cover | E
870F | GRC Condulets | 12.6 | 15% | 14.49 | 0.15 | Crouse-Hinds | 2-1/2" Cast Condulet Cover | E
870 | GRC Condulets | 11.98 | 15% | 13.78 | 0.15 | Crouse-Hinds | 2-1/2" Steel Condulet Cover | E
670F | GRC Condulets | 11.03 | 15% | 12.68 | 0.125 | Crouse-Hinds | 2" Cast Condulet Cover | E
670 | GRC Condulets | 6.68 | 15% | 7.68 | 0.125 | Crouse-Hinds | 2" Steel Condulet Cover | E
570F | GRC Condulets | 7.47 | 15% | 8.59 | 0.125 | Crouse-Hinds | 1-1/2" Cast Condulet Cover | E
570 | GRC Condulets | 3.88 | 15% | 4.46 | 0.125 | Crouse-Hinds | 1-1/2" Steel Condulet Cover | E
470F | GRC Condulets | 7.47 | 15% | 8.59 | 0.125 | Crouse-Hinds | 1-1/4" Cast Condulet Cover | E
470 | GRC Condulets | 3.88 | 15% | 4.46 | 0.125 | Crouse-Hinds | 1-1/4" Steel Condulet Cover | E
3FD-3 | GRC Condulets | 51.43 | 15% | 59.14 | 0.6875 | Killark | 1" 3 Gang FD Box | E
370F | GRC Condulets | 5.77 | 15% | 6.64 | 0.1 | Crouse-Hinds | 1" Cast Condulet Cover | E
370 | GRC Condulets | 3.24 | 15% | 3.73 | 0.1 | Crouse-Hinds | 1" Steel Condulet Cover | E
30537 | GRC Condulets | 3.51 | 15% | 4.04 | 0.075 | Mulberry | Cast Box GFI Cover-1G Vert | E
30525 | GRC Condulets | 2.6 | 15% | 2.99 | 0.1 | Mulberry | Cast Box Single Recpt Cover-1G Vert | E
30522 | GRC Condulets | 2.3 | 15% | 2.65 | 0.075 | Mulberry | Cast Box Duplex Recpt Cover-1G Vert | E
30496 | GRC Condulets | 13.12 | 15% | 15.09 | 0.1 | Mulberry | Cast Box 2 Switch Cover-2G | E
30495 | GRC Condulets | 8.8 | 15% | 10.12 | 0.1 | Mulberry | Cast Box Switch & Pilot Cover-2G | E
30488 | GRC Condulets | 4.18 | 15% | 4.81 | 0.1 | Mulberry | Cast Box Switch Cover-1G Vert | E
30461 | GRC Condulets | 7.43 | 15% | 8.54 | 0.1 | Mulberry | Cast Box 2 Single Recpt Cover-2G | E
30458 | GRC Condulets | 6.84 | 15% | 7.87 | 0.1 | Mulberry | Cast Box 2 Duplex Recpt Cover-2G | E
30457 | GRC Condulets | 7.43 | 15% | 8.54 | 0.1 | Mulberry | Cast Box Switch & GFI Cover-2G | E
30456 | GRC Condulets | 8.45 | 15% | 9.72 | 0.1 | Mulberry | Cast Box Switch & Recpt Cover-2G | E
30452 | GRC Condulets | 7.59 | 15% | 8.73 | 0.1 | Mulberry | Cast Box 2 GFI Cover-2G | E
30451 | GRC Condulets | 4.4 | 15% | 5.06 | 0.075 | Mulberry | Cast Box GFI Cover-1G Horz | E
30437 | GRC Condulets | 3.32 | 15% | 3.82 | 0.1 | Mulberry | Cast Box Single Recpt Cover-1G Horz | E
30430 | GRC Condulets | 2.82 | 15% | 3.24 | 0.075 | Mulberry | Cast Box Duplex Recpt Cover-1G Horz | E
30381 | GRC Condulets | 1.3 | 15% | 1.5 | 0.1 | Mulberry | Blank 4" Round Cast Box Cover | E
30377 | GRC Condulets | 2.16 | 15% | 2.48 | 0.1 | Mulberry | 3 Hole 4" Round Cast Box Cover | E
30372 | GRC Condulets | 1.98 | 15% | 2.28 | 0.1 | Mulberry | 2 Hole 4" Round Cast Box Cover | E
30367 | GRC Condulets | 1.72 | 15% | 1.98 | 0.1 | Mulberry | 1 Hole 4" Round Cast Box Cover | E
30361 | GRC Condulets | 2.12 | 15% | 2.44 | 0.075 | Mulberry | Cast Box 3 Hole Cover-1G Vert | E
30356 | GRC Condulets | 2.78 | 15% | 3.2 | 0.075 | Mulberry | Cast Box 2 Hole Cover-1G Vert | E
30351 | GRC Condulets | 2.42 | 15% | 2.78 | 0.075 | Mulberry | Cast Box 1 Hole Cover-1G Vert | E
30326 | GRC Condulets | 6.02 | 15% | 6.92 | 0.375 | Mulberry | 3/4" Hub 4" Round Cast Box | E
30316 | GRC Condulets | 3.56 | 15% | 4.09 | 0.3125 | Mulberry | 1/2" Hub 4" Round Cast Box | E
30283 | GRC Condulets | 1.77 | 15% | 2.04 | 0.1 | Mulberry | Cast Box Blank Cover-2G | E
30278 | GRC Condulets | 0.82 | 15% | 0.94 | 0.075 | Mulberry | Cast Box Blank Cover-1G Vert | E
30266 | GRC Condulets | 13.87 | 15% | 15.95 | 0.9375 | Mulberry | 3/4" 2G Cast Alum Lug Box-7 Outlet | E
30263 | GRC Condulets | 7.02 | 15% | 8.07 | 0.875 | Mulberry | 1/2" 2G Cast Alum Lug Box-7 Outlet | E
30260 | GRC Condulets | 7.7 | 15% | 8.86 | 0.8125 | Mulberry | 3/4" 2G Cast Alum Box-6 Outlet | E
30257 | GRC Condulets | 7.76 | 15% | 8.92 | 0.75 | Mulberry | 1/2" 2G Cast Alum Box-6 Outlet | E
30254 | GRC Condulets | 7.3 | 15% | 8.4 | 0.6875 | Mulberry | 3/4" 2G Cast Alum Lug Box-5 Outlet | E
30251 | GRC Condulets | 5.65 | 15% | 6.5 | 0.625 | Mulberry | 1/2" 2G Cast Alum Lug Box-5 Outlet | E
30248 | GRC Condulets | 7.3 | 15% | 8.4 | 0.6875 | Mulberry | 3/4" 2G Cast Alum Box-5 Outlet | E
30245 | GRC Condulets | 5.65 | 15% | 6.5 | 0.625 | Mulberry | 1/2" 2G Cast Alum Box-5 Outlet | E
30242 | GRC Condulets | 7.3 | 15% | 8.4 | 0.5625 | Mulberry | 3/4" 2G Cast Alum Box-4 Outlet | E
30239 | GRC Condulets | 5.58 | 15% | 6.42 | 0.5 | Mulberry | 1/2" 2G Cast Alum Box-4 Outlet | E
30236 | GRC Condulets | 5.92 | 15% | 6.81 | 0.4375 | Mulberry | 3/4" 2G Cast Alum Box-3 Outlet | E
30233 | GRC Condulets | 2.79 | 15% | 3.21 | 0.375 | Mulberry | 1/2" 2G Cast Alum Box-3 Outlet | E
30226 | GRC Condulets | 6.38 | 15% | 7.34 | 0.75 | Mulberry | 1/2" 1G Cast Alum Box-6 Outlet | E
30224 | GRC Condulets | 5.45 | 15% | 6.27 | 0.6875 | Mulberry | 3/4" 1G Cast Alum Lug Box-5 Outlet | E
30222 | GRC Condulets | 5.45 | 15% | 6.27 | 0.6875 | Mulberry | 3/4" 1G Cast Alum Box-5 Outlet | E
30221 | GRC Condulets | 3.42 | 15% | 3.93 | 0.625 | Mulberry | 1/2" 1G Cast Alum Lug Box-5 Outlet | E
30219 | GRC Condulets | 3.42 | 15% | 3.93 | 0.625 | Mulberry | 1/2" 1G Cast Alum Box-5 Outlet | E
30212 | GRC Condulets | 2.91 | 15% | 3.35 | 0.5625 | Mulberry | 3/4" 1G Cast Alum Lug Box-4 Outlet | E
30210 | GRC Condulets | 4.93 | 15% | 5.67 | 0.5625 | Mulberry | 3/4" 1G Cast Alum Box-4 Outlet | E
30209 | GRC Condulets | 2.82 | 15% | 3.24 | 0.5 | Mulberry | 1/2" 1G Cast Alum Lug Box-4 Outlet | E
30207 | GRC Condulets | 3.64 | 15% | 4.19 | 0.5 | Mulberry | 1/2" 1G Cast Alum Box-4 Outlet | E
30206 | GRC Condulets | 2.87 | 15% | 3.3 | 0.4375 | Mulberry | 3/4" 1G Cast Alum Lug Box-3 Outlet | E
30204 | GRC Condulets | 4.33 | 15% | 4.98 | 0.4375 | Mulberry | 3/4" 1G Cast Alum Box-3 Outlet | E
30203 | GRC Condulets | 2.79 | 15% | 3.21 | 0.375 | Mulberry | 1/2" 1G Cast Alum Lug Box-3 Outlet | E
30201 | GRC Condulets | 3.52 | 15% | 4.05 | 0.375 | Mulberry | 1/2" 1G Cast Alum Box-3 Outlet | E
30020 | GRC Condulets | 21.95 | 15% | 25.24 | 0.075 | Mulberry | Wire Guard Cast Box Lampholder | E
30015C | GRC Condulets | 7.38 | 15% | 8.49 | 0.1 | Mulberry | Chrome Cast Box Lampholder w/Gasket | E
30015 | GRC Condulets | 6.49 | 15% | 7.46 | 0.1 | Mulberry | Gray Cast Box Lampholder w/Gasket | E
30010C | GRC Condulets | 4.85 | 15% | 5.58 | 0.1 | Mulberry | Chrome Cast Box Lampholder | E
30010 | GRC Condulets | 3.62 | 15% | 4.16 | 0.1 | Mulberry | Gray Cast Box Lampholder | E
270F | GRC Condulets | 3.65 | 15% | 4.2 | 0.1 | Crouse-Hinds | 3/4" Cast Condulet Cover | E
270 | GRC Condulets | 2.34 | 15% | 2.69 | 0.1 | Crouse-Hinds | 3/4" Steel Condulet Cover | E
170F | GRC Condulets | 2.97 | 15% | 3.42 | 0.1 | Crouse-Hinds | 1/2" Cast Condulet Cover | E
170 | GRC Condulets | 1.93 | 15% | 2.22 | 0.1 | Crouse-Hinds | 1/2" Steel Condulet Cover | E
XJ75-8 | GRC Fittings | 27.98 | 15% | 32.18 | 0.375 | Appleton | 3/4" Expansion Coupling 8" w/Bond | E
XJ75-4 | GRC Fittings | 26.45 | 15% | 30.42 | 0.375 | Appleton | 3/4" Expansion Coupling 4" w/Bond | E
XJ600-8 | GRC Fittings | 826 | 15% | 949.9 | 2.5 | Appleton | 6" Expansion Coup 8" w/Bond | E
XJ50-8 | GRC Fittings | 23.97 | 15% | 27.57 | 0.3125 | Appleton | 1/2" Expansion Coupling 8" w/Bond | E
XJ50-4 | GRC Fittings | 22.62 | 15% | 26.01 | 0.3125 | Appleton | 1/2" Expansion Coupling 4" w/Bond | E
XJ500-8 | GRC Fittings | 506.08 | 15% | 581.99 | 2 | Appleton | 5" Expansion Coup 8" w/Bond | E
XJ500-4 | GRC Fittings | 554 | 15% | 637.1 | 2 | Appleton | 5" Expansion Coup 4" w/bond | E
XJ400-8 | GRC Fittings | 316.47 | 15% | 363.94 | 1.75 | Appleton | 4" Expansion Coupling 8" w/Bond | E
XJ400-4 | GRC Fittings | 291.56 | 15% | 335.29 | 1.75 | Appleton | 4" Expansion Coupling 4" w/Bond | E
XJ350-8 | GRC Fittings | 264.32 | 15% | 303.97 | 1.5 | Appleton | 3-1/2" Expansion Coupling 8" w/Bond | E
XJ350-4 | GRC Fittings | 245.64 | 15% | 282.49 | 1.5 | Appleton | 3-1/2" Expansion Coupling 4" w/Bond | E
XJ300-8 | GRC Fittings | 182.38 | 15% | 209.74 | 1.25 | Appleton | 3" Expansion Coupling 8" w/Bond | E
XJ300-4 | GRC Fittings | 166.86 | 15% | 191.89 | 1.25 | Appleton | 3" Expansion Coupling 4" w/Bond | E
XJ250-8 | GRC Fittings | 145.77 | 15% | 167.64 | 0.9375 | Appleton | 2-1/2" Expansion Coupling 8" w/Bond | E
XJ250-4 | GRC Fittings | 135.61 | 15% | 155.95 | 0.9375 | Appleton | 2-1/2" Expansion Coupling 4" w/Bond | E
XJ200-8 | GRC Fittings | 88.08 | 15% | 101.29 | 0.6875 | Appleton | 2" Expansion Coupling 8" w/Bond | E
XJ200-4 | GRC Fittings | 85.78 | 15% | 98.65 | 0.6875 | Appleton | 2" Expansion Coupling 4" w/Bond | E
XJ150-8 | GRC Fittings | 61.15 | 15% | 70.32 | 0.625 | Appleton | 1-1/2" Expansion Coupling 8" w/Bond | E
XJ150-4 | GRC Fittings | 57.69 | 15% | 66.34 | 0.625 | Appleton | 1-1/2" Expansion Coupling 4" w/Bond | E
XJ125-8 | GRC Fittings | 44.19 | 15% | 50.82 | 0.5 | Appleton | 1-1/4" Expansion Coupling 8" w/Bond | E
XJ125-4 | GRC Fittings | 42.07 | 15% | 48.38 | 0.5 | Appleton | 1-1/4" Expansion Coupling 4" w/Bond | E
XJ100-8 | GRC Fittings | 34.28 | 15% | 39.42 | 0.4375 | Appleton | 1" Expansion Coupling 8" w/Bond | E
XJ100-4 | GRC Fittings | 31.15 | 15% | 35.82 | 0.4375 | Appleton | 1" Expansion Coupling 4" w/Bond | E
WSK-60-663 | GRC Fittings | 2338.65 | 15% | 2689.45 | 8 | O-Z/Gedney | 6" Thruwall Seal | E
WSK-60-563 | GRC Fittings | 2338.65 | 15% | 2689.45 | 6 | O-Z/Gedney | 5" Thruwall Seal | E
WSK-40-450 | GRC Fittings | 1602 | 15% | 1842.3 | 4 | O-Z/Gedney | 4" Thruwall Seal | E
WSK-40-410 | GRC Fittings | 1602 | 15% | 1842.3 | 3.25 | O-Z/Gedney | 3-1/2" Thruwall Seal | E
WSK-30-350 | GRC Fittings | 1024.05 | 15% | 1177.66 | 2.75 | O-Z/Gedney | 3" Thruwall Seal | E
WSK-30-288 | GRC Fittings | 1024.05 | 15% | 1177.66 | 2.25 | O-Z/Gedney | 2-1/2" Thruwall Seal | E
WSK-20-250 | GRC Fittings | 782.85 | 15% | 900.28 | 1.875 | O-Z/Gedney | 2" Thruwall Seal | E
WSK-20-193 | GRC Fittings | 782.85 | 15% | 900.28 | 1.4125 | O-Z/Gedney | 1-1/2" Thruwall Seal | E
WSK-20-166 | GRC Fittings | 782.85 | 15% | 900.28 | 1.5 | O-Z/Gedney | 1-1/4" Thruwall Seal | E
WSK-10-88 | GRC Fittings | 518.81 | 15% | 596.63 | 1 | O-Z/Gedney | 1/2" Thruwall Seal | E
WSK-10-138 | GRC Fittings | 518.81 | 15% | 596.63 | 1.25 | O-Z/Gedney | 1" Thruwall Seal | E
WSK-10-113 | GRC Fittings | 518.81 | 15% | 596.63 | 1.125 | O-Z/Gedney | 3/4" Thruwall Seal | E
UBC-75 | GRC Fittings | 1.04 | 15% | 1.2 | 0.05 | Appleton | 3/4" U-Bolt | E
UBC-600 | GRC Fittings | 30.66 | 15% | 35.26 | 0.15 | Appleton | 6" U-Bolt | E
UBC-500 | GRC Fittings | 8.7 | 15% | 10.01 | 0.15 | Appleton | 5" U-Bolt | E
UBC-50 | GRC Fittings | 0.88 | 15% | 1.01 | 0.05 | Appleton | 1/2" U-Bolt | E
UBC-400 | GRC Fittings | 3.53 | 15% | 4.06 | 0.15 | Appleton | 4" U-Bolt | E
UBC-350 | GRC Fittings | 2.98 | 15% | 3.43 | 0.1 | Appleton | 3-1/2" U-Bolt | E
UBC-300 | GRC Fittings | 2.49 | 15% | 2.86 | 0.1 | Appleton | 3" U-Bolt | E
UBC-250 | GRC Fittings | 2.25 | 15% | 2.59 | 0.1 | Appleton | 2-1/2" U-Bolt | E
UBC-200 | GRC Fittings | 1.9 | 15% | 2.19 | 0.075 | Appleton | 2" U-Bolt | E
UBC-150 | GRC Fittings | 1.41 | 15% | 1.62 | 0.075 | Appleton | 1-1/2" U-Bolt | E
UBC-125 | GRC Fittings | 1.35 | 15% | 1.55 | 0.075 | Appleton | 1-1/4" U-Bolt | E
UBC-100 | GRC Fittings | 1.19 | 15% | 1.37 | 0.05 | Appleton | 1" U-Bolt | E
TCGC | GRC Fittings | 11.99 | 15% | 13.79 | 0.3125 | Appleton | #6-#2/0 CableTray Ground Camp | E
TCC-50100G | GRC Fittings | 29.58 | 15% | 34.02 | 0.125 | Appleton | 1/2" CableTray Clamp | E
TCC-350400G | GRC Fittings | 65.32 | 15% | 75.12 | 0.25 | Appleton | 3-1/2" CableTray Clamp | E
TCC-250300G | GRC Fittings | 52.97 | 15% | 60.92 | 0.1875 | Appleton | 2-1/2" CableTray Clamp | E
TCC-125200G | GRC Fittings | 43.74 | 15% | 50.3 | 0.15 | Appleton | 1-1/4" CableTray Clamp | E
SSP-75 | GRC Fittings | 3.66 | 15% | 4.21 | 0.25 | O-Z/Gedney | 3/4" Split Coupling | E
SSP-600 | GRC Fittings | 311.74 | 15% | 358.5 | 2.0625 | O-Z/Gedney | 6" Split Coupling | E
SSP-500 | GRC Fittings | 233.81 | 15% | 268.88 | 1.625 | O-Z/Gedney | 5" Split Coupling | E
SSP-50 | GRC Fittings | 2.85 | 15% | 3.28 | 0.1875 | O-Z/Gedney | 1/2" Split Coupling | E
SSP-400 | GRC Fittings | 135.38 | 15% | 155.69 | 1.25 | O-Z/Gedney | 4" Split Coupling | E
SSP-350 | GRC Fittings | 115.1 | 15% | 132.37 | 1 | O-Z/Gedney | 3-1/2" Split Coupling | E
SSP-300 | GRC Fittings | 71.51 | 15% | 82.24 | 0.75 | O-Z/Gedney | 3" Split Coupling | E
SSP-250 | GRC Fittings | 47.1 | 15% | 54.17 | 0.5625 | O-Z/Gedney | 2-1/2" Split Coupling | E
SSP-200 | GRC Fittings | 23.57 | 15% | 27.11 | 0.4375 | O-Z/Gedney | 2" Split Coupling | E
SSP-150 | GRC Fittings | 11.71 | 15% | 13.47 | 0.375 | O-Z/Gedney | 1-1/2" Split Coupling | E
SSP-125 | GRC Fittings | 9.31 | 15% | 10.71 | 0.3125 | O-Z/Gedney | 1-1/4" Split Coupling | E
SSP-100 | GRC Fittings | 5.08 | 15% | 5.84 | 0.275 | O-Z/Gedney | 1" Split Coupling | E
SS62 | GRC Fittings | 2.21 | 15% | 2.54 | 0.0875 | Sepco | 2-1/2" Knockout Seal | E
SS60 | GRC Fittings | 1.53 | 15% | 1.76 | 0.0625 | Sepco | 2" Knockout Seal | E
SS58 | GRC Fittings | 1.2 | 15% | 1.38 | 0.0625 | Sepco | 1-1/2" Knockout Seal | E
SS56 | GRC Fittings | 0.76 | 15% | 0.87 | 0.0625 | Sepco | 1-1/4" Knockout Seal | E
SS54 | GRC Fittings | 0.38 | 15% | 0.44 | 0.05 | Sepco | 1" Knockout Seal | E
SS52 | GRC Fittings | 0.21 | 15% | 0.24 | 0.05 | Sepco | 3/4" Knockout Seal | E
SS50 | GRC Fittings | 0.13 | 15% | 0.15 | 0.05 | Sepco | 1/2" Knockout Seal | E
RW-9S | GRC Fittings | 0.24 | 15% | 0.28 | 0.075 | O-Z/Gedney | 1-1/2" - 3/4" Reducing Washer | E
RW-8S | GRC Fittings | 0.24 | 15% | 0.28 | 0.075 | O-Z/Gedney | 1-1/2" - 1/2" Reducing Washer | E
RW-7S | GRC Fittings | 0.18 | 15% | 0.21 | 0.0625 | O-Z/Gedney | 1-1/4" - 1" Reducing Washer | E
RW-6S | GRC Fittings | 0.23 | 15% | 0.26 | 0.0625 | O-Z/Gedney | 1-1/4" - 3/4" Reducing Washer | E
RW-5S | GRC Fittings | 0.24 | 15% | 0.28 | 0.0625 | O-Z/Gedney | 1-1/4" - 1/2" Reducing Washer | E
RW-4S | GRC Fittings | 0.14 | 15% | 0.16 | 0.05 | O-Z/Gedney | 1" - 3/4" Reducing Washer | E
RW-46S | GRC Fittings | 4.57 | 15% | 5.26 | 0.1875 | O-Z/Gedney | 4" - 3-1/2" Reducing Washer | E
RW-45S | GRC Fittings | 4.57 | 15% | 5.26 | 0.1875 | O-Z/Gedney | 4" - 3" Reducing Washer | E
RW-44S | GRC Fittings | 4.57 | 15% | 5.26 | 0.1875 | O-Z/Gedney | 4" - 2-1/2" Reducing Washer | E
RW-43S | GRC Fittings | 4.57 | 15% | 5.26 | 0.1875 | O-Z/Gedney | 4" - 2" Reducing Washer | E
RW-3S | GRC Fittings | 0.14 | 15% | 0.16 | 0.05 | O-Z/Gedney | 1" - 1/2" Reducing Washer | E
RW-37S | GRC Fittings | 4.09 | 15% | 4.7 | 0.15 | O-Z/Gedney | 3-1/2" - 3" Reducing Washer | E
RW-36S | GRC Fittings | 4.09 | 15% | 4.7 | 0.15 | O-Z/Gedney | 3-1/2" - 2-1/2" Reducing Washer | E
RW-35S | GRC Fittings | 4.09 | 15% | 4.7 | 0.15 | O-Z/Gedney | 3-1/2" - 2" Reducing Washer | E
RW-34S | GRC Fittings | 4.09 | 15% | 4.7 | 0.15 | O-Z/Gedney | 3-1/2" - 1-1/2" Reducing Washer | E
RW-2S | GRC Fittings | 0.08 | 15% | 0.09 | 0.05 | O-Z/Gedney | 3/4" - 1/2" Reducing Washer | E
RW-29S | GRC Fittings | 1.27 | 15% | 1.46 | 0.125 | O-Z/Gedney | 3" - 2-1/2" Reducing Washer | E
RW-28S | GRC Fittings | 1.27 | 15% | 1.46 | 0.125 | O-Z/Gedney | 3" - 2" Reducing Washer | E
RW-27S | GRC Fittings | 1.27 | 15% | 1.46 | 0.125 | O-Z/Gedney | 3" - 1-1/2" Reducing Washer | E
RW-26S | GRC Fittings | 1.27 | 15% | 1.46 | 0.125 | O-Z/Gedney | 3" - 1-1/4" Reducing Washer | E
RW-25S | GRC Fittings | 1.27 | 15% | 1.46 | 0.125 | O-Z/Gedney | 3" - 1" Reducing Washer | E
RW-22S | GRC Fittings | 1 | 15% | 1.15 | 0.1 | O-Z/Gedney | 2-1/2" - 2" Reducing Washer | E
RW-21S | GRC Fittings | 1 | 15% | 1.15 | 0.1 | O-Z/Gedney | 2-1/2" - 1-1/2" Reducing Washer | E
RW-20S | GRC Fittings | 1 | 15% | 1.15 | 0.1 | O-Z/Gedney | 2-1/2" - 1-1/4" Reducing Washer | E
RW-19S | GRC Fittings | 1 | 15% | 1.15 | 0.1 | O-Z/Gedney | 2-1/2" - 1" Reducing Washer | E
RW-18S | GRC Fittings | 1 | 15% | 1.15 | 0.1 | O-Z/Gedney | 2-1/2" - 3/4" Reducing Washer | E
RW-17S | GRC Fittings | 1 | 15% | 1.15 | 0.1 | O-Z/Gedney | 2-1/2" - 1/2" Reducing Washer | E
RW-16S | GRC Fittings | 0.34 | 15% | 0.39 | 0.0875 | O-Z/Gedney | 2" - 1-1/2" Reducing Washer | E
RW-15S | GRC Fittings | 0.34 | 15% | 0.39 | 0.0875 | O-Z/Gedney | 2" - 1-1/4" Reducing Washer | E
RW-14S | GRC Fittings | 0.32 | 15% | 0.37 | 0.0875 | O-Z/Gedney | 2" - 1" Reducing Washer | E
RW-13S | GRC Fittings | 0.37 | 15% | 0.43 | 0.0875 | O-Z/Gedney | 2" - 3/4" Reducing Washer | E
RW-12S | GRC Fittings | 0.37 | 15% | 0.43 | 0.0875 | O-Z/Gedney | 2" - 1/2" Reducing Washer | E
RW-11S | GRC Fittings | 0.18 | 15% | 0.21 | 0.075 | O-Z/Gedney | 1-1/2" - 1-1/4" Reducing Washer | E
RW-10S | GRC Fittings | 0.18 | 15% | 0.21 | 0.075 | O-Z/Gedney | 1-1/2" - 1" Reducing Washer | E
REC97 | GRC Fittings | 46.86 | 15% | 53.89 | 0.6875 | Crouse-Hinds | 3-1/2" - 2-1/2" Bell Reducer | E
REC86 | GRC Fittings | 20.25 | 15% | 23.29 | 0.4375 | Crouse-Hinds | 3" - 2" Bell Reducer | E
REC75 | GRC Fittings | 36.9 | 15% | 42.44 | 0.375 | Crouse-Hinds | 2-1/2" - 1-1/2" Bell Reducer | E
REC605 | GRC Fittings | 32.47 | 15% | 37.34 | 0.375 | Crouse-Hinds | 2" - 1-1/2" Bell Reducer | E
REC604 | GRC Fittings | 27.47 | 15% | 31.59 | 0.375 | Crouse-Hinds | 2" - 1-1/4" Bell Reducer | E
REC603 | GRC Fittings | 22.87 | 15% | 26.3 | 0.3125 | Crouse-Hinds | 2" - 1" Bell Reducer | E
REC602 | GRC Fittings | 24.51 | 15% | 28.19 | 0.3125 | Crouse-Hinds | 2" - 3/4" Bell Reducer | E
REC54 | GRC Fittings | 31.91 | 15% | 36.7 | 0.375 | Crouse-Hinds | 1-1/2" - 1-1/4" Bell Reducer | E
REC53 | GRC Fittings | 16.97 | 15% | 19.52 | 0.3125 | Crouse-Hinds | 1-1/2" - 1" Bell Reducer | E
REC52 | GRC Fittings | 13.28 | 15% | 15.27 | 0.3125 | Crouse-Hinds | 1-1/2" - 3/4" Bell Reducer | E
REC43 | GRC Fittings | 16.97 | 15% | 19.52 | 0.275 | Crouse-Hinds | 1-1/4" - 1" Bell Reducer | E
REC42 | GRC Fittings | 16.97 | 15% | 19.52 | 0.25 | Crouse-Hinds | 1-1/4" - 3/4" Bell Reducer | E
REC32 | GRC Fittings | 12.09 | 15% | 13.9 | 0.25 | Crouse-Hinds | 1" - 3/4" Bell Reducer | E
REC31 | GRC Fittings | 10.14 | 15% | 11.66 | 0.1875 | Crouse-Hinds | 1" - 1/2" Bell Reducer | E
REC21 | GRC Fittings | 8.3 | 15% | 9.55 | 0.1875 | Crouse-Hinds | 3/4" - 1/2" Bell Reducer | E
REC108 | GRC Fittings | 56.08 | 15% | 64.49 | 0.875 | Crouse-Hinds | 4" - 3" Bell Reducer | E
REC01210 | GRC Fittings | 126.93 | 15% | 145.97 | 1.125 | Crouse-Hinds | 5" - 4" Bell Reducer | E
R-98 | GRC Fittings | 23.11 | 15% | 26.58 | 0.25 | Killark | 3-1/2" - 3" Reducing Bushing | E
R-97 | GRC Fittings | 27.57 | 15% | 31.71 | 0.25 | Killark | 3-1/2" - 2-1/2" Reducing Bushing | E
R-96 | GRC Fittings | 31.17 | 15% | 35.85 | 0.25 | Killark | 3-1/2" - 2" Reducing Bushing | E
R-95 | GRC Fittings | 15.98 | 15% | 18.38 | 0.25 | Killark | 3-1/2" - 1-1/2" Reducing Bushing | E
R-87 | GRC Fittings | 13.41 | 15% | 15.42 | 0.1875 | Killark | 3" - 2-1/2" Reducing Bushing | E
R-86 | GRC Fittings | 15.66 | 15% | 18.01 | 0.1875 | Killark | 3" - 2" Reducing Bushing | E
R-85 | GRC Fittings | 12.24 | 15% | 14.08 | 0.1875 | Killark | 3" - 1-1/2" Reducing Bushing | E
R-84 | GRC Fittings | 17.94 | 15% | 20.63 | 0.1875 | Killark | 3" - 1-1/4" Reducing Bushing | E
R-83 | GRC Fittings | 17.94 | 15% | 20.63 | 0.1875 | Killark | 3" - 1" Reducing Bushing | E
R-76 | GRC Fittings | 6.37 | 15% | 7.33 | 0.15 | Killark | 2-1/2" - 2" Reducing Bushing | E
R-75 | GRC Fittings | 9.03 | 15% | 10.38 | 0.15 | Killark | 2-1/2" - 1-1/2" Reducing Bushing | E
R-74 | GRC Fittings | 14.04 | 15% | 16.15 | 0.15 | Killark | 2-1/2" - 1-1/4" Reducing Bushing | E
R-73 | GRC Fittings | 12.37 | 15% | 14.23 | 0.15 | Killark | 2-1/2" - 1" Reducing Bushing | E
R-72 | GRC Fittings | 11.73 | 15% | 13.49 | 0.15 | Killark | 2-1/2" - 3/4" Reducing Bushing | E
R-71 | GRC Fittings | 5.07 | 15% | 5.83 | 0.15 | Killark | 2-1/2" - 1/2" Reducing Bushing | E
R-65 | GRC Fittings | 3.51 | 15% | 4.04 | 0.125 | Killark | 2" - 1-1/2" Reducing Bushing | E
R-64 | GRC Fittings | 3.61 | 15% | 4.15 | 0.125 | Killark | 2" - 1-1/4" Reducing Bushing | E
R-63 | GRC Fittings | 3.51 | 15% | 4.04 | 0.125 | Killark | 2" - 1" Reducing Bushing | E
R-62 | GRC Fittings | 3.61 | 15% | 4.15 | 0.125 | Killark | 2" - 3/4" Reducing Bushing | E
R-61 | GRC Fittings | 4.87 | 15% | 5.6 | 0.125 | Killark | 2" - 1/2" Reducing Bushing | E
R-54 | GRC Fittings | 3.14 | 15% | 3.61 | 0.1 | Killark | 1-1/2" - 1-1/4" Reducing Bushing | E
R-53 | GRC Fittings | 2.18 | 15% | 2.51 | 0.1 | Killark | 1-1/2" - 1" Reducing Bushing | E
R-52 | GRC Fittings | 1.68 | 15% | 1.93 | 0.1 | Killark | 1-1/2" - 3/4" Reducing Bushing | E
R-51 | GRC Fittings | 1.74 | 15% | 2 | 0.1 | Killark | 1-1/2" - 1/2" Reducing Bushing | E
R-43 | GRC Fittings | 1.33 | 15% | 1.53 | 0.075 | Killark | 1-1/4" - 1" Reducing Bushing | E
R-42 | GRC Fittings | 1.33 | 15% | 1.53 | 0.075 | Killark | 1-1/4" - 3/4" Reducing Bushing | E
R-41 | GRC Fittings | 1.4 | 15% | 1.61 | 0.075 | Killark | 1-1/4" - 1/2" Reducing Bushing | E
R-32 | GRC Fittings | 0.65 | 15% | 0.75 | 0.05 | Killark | 1" - 3/4" Reducing Bushing | E
R-31 | GRC Fittings | 0.6 | 15% | 0.69 | 0.05 | Killark | 1" - 1/2" Reducing Bushing | E
R-21 | GRC Fittings | 0.48 | 15% | 0.55 | 0.05 | Killark | 3/4" - 1/2" Reducing Bushing | E
R-109 | GRC Fittings | 27.16 | 15% | 31.23 | 0.3125 | Killark | 4" - 3-1/2" Reducing Bushing | E
R-108 | GRC Fittings | 23.38 | 15% | 26.89 | 0.3125 | Killark | 4" - 3" Reducing Bushing | E
R-107 | GRC Fittings | 24.94 | 15% | 28.68 | 0.3125 | Killark | 4" - 2-1/2" Reducing Bushing | E
R-106 | GRC Fittings | 30.65 | 15% | 35.25 | 0.3125 | Killark | 4" - 2" Reducing Bushing | E
PLG-75R | GRC Fittings | 2.12 | 15% | 2.44 | 0.125 | O-Z/Gedney | 3/4" Insert Plug | E
PLG-600C | GRC Fittings | 82.21 | 15% | 94.54 | 0.5 | O-Z/Gedney | 6" Insert Plug | E
PLG-50R | GRC Fittings | 1.86 | 15% | 2.14 | 0.125 | O-Z/Gedney | 1/2" Insert Plug | E
PLG-500C | GRC Fittings | 59.76 | 15% | 68.72 | 0.375 | O-Z/Gedney | 5" Insert Plug | E
PLG-400C | GRC Fittings | 26.29 | 15% | 30.23 | 0.375 | O-Z/Gedney | 4" Insert Plug | E
PLG-350C | GRC Fittings | 20.15 | 15% | 23.17 | 0.3125 | O-Z/Gedney | 3-1/2" Insert Plug | E
PLG-300C | GRC Fittings | 15.66 | 15% | 18.01 | 0.3125 | O-Z/Gedney | 3" Insert Plug | E
PLG-250C | GRC Fittings | 10.7 | 15% | 12.31 | 0.3125 | O-Z/Gedney | 2-1/2" Insert Plug | E
PLG-200R | GRC Fittings | 6.54 | 15% | 7.52 | 0.25 | O-Z/Gedney | 2" Insert Plug | E
PLG-150R | GRC Fittings | 4.03 | 15% | 4.63 | 0.25 | O-Z/Gedney | 1-1/2" Insert Plug | E
PLG-125R | GRC Fittings | 2.79 | 15% | 3.21 | 0.1875 | O-Z/Gedney | 1-1/4" Insert Plug | E
PLG-100R | GRC Fittings | 2.61 | 15% | 3 | 0.1875 | O-Z/Gedney | 1" Insert Plug | E
PC-75RA | GRC Fittings | 2.48 | 15% | 2.85 | 0.0625 | Appleton | 3/4" Right Angle Conduit Clamp | E
PC-75PAR | GRC Fittings | 3.31 | 15% | 3.81 | 0.0625 | Appleton | 3/4" Parallel Conduit Clamp | E
PC-75ET | GRC Fittings | 4.48 | 15% | 5.15 | 0.0625 | Appleton | 3/4" Edge Conduit Clamp | E
PC-600RA | GRC Fittings | 30.66 | 15% | 35.26 | 0.15 | Appleton | 6" Right Angle Conduit Clamp | E
PC-50RA | GRC Fittings | 2.37 | 15% | 2.73 | 0.0625 | Appleton | 1/2" Right Angle Conduit Clamp | E
PC-50PAR | GRC Fittings | 3.01 | 15% | 3.46 | 0.0625 | Appleton | 1/2" Parallel Conduit Clamp | E
PC-50ET | GRC Fittings | 4.33 | 15% | 4.98 | 0.0625 | Appleton | 1/2" Edge Conduit Clamp | E
PC-500RA | GRC Fittings | 18.4 | 15% | 21.16 | 0.15 | Appleton | 5" Right Angle Conduit Clamp | E
PC-400RA | GRC Fittings | 9.06 | 15% | 10.42 | 0.15 | Appleton | 4" Right Angle Conduit Clamp | E
PC-400PAR | GRC Fittings | 11.62 | 15% | 13.36 | 0.15 | Appleton | 4" Parallel Conduit Clamp | E
PC-350RA | GRC Fittings | 8.36 | 15% | 9.61 | 0.125 | Appleton | 3-1/2" Right Angle Conduit Clamp | E
PC-350PAR | GRC Fittings | 10.18 | 15% | 11.71 | 0.125 | Appleton | 3-1/2" Parallel Conduit Clamp | E
PC-300RA | GRC Fittings | 6.66 | 15% | 7.66 | 0.125 | Appleton | 3" Right Angle Conduit Clamp | E
PC-300PAR | GRC Fittings | 8.97 | 15% | 10.32 | 0.125 | Appleton | 3" Parallel Conduit Clamp | E
PC-300ET | GRC Fittings | 15.39 | 15% | 17.7 | 0.125 | Appleton | 3" Edge Conduit Clamp | E
PC-250RA | GRC Fittings | 5.78 | 15% | 6.65 | 0.125 | Appleton | 2-1/2" Right Angle Conduit Clamp | E
PC-250PAR | GRC Fittings | 7.62 | 15% | 8.76 | 0.125 | Appleton | 2-1/2" Parallel Conduit Clamp | E
PC-250ET | GRC Fittings | 12.96 | 15% | 14.9 | 0.125 | Appleton | 2-1/2" Edge Conduit Clamp | E
PC-200RA | GRC Fittings | 5.01 | 15% | 5.76 | 0.0875 | Appleton | 2" Right Angle Conduit Clamp | E
PC-200PAR | GRC Fittings | 6.81 | 15% | 7.83 | 0.0875 | Appleton | 2" Parallel Conduit Clamp | E
PC-200ET | GRC Fittings | 8.24 | 15% | 9.48 | 0.0875 | Appleton | 2" Edge Conduit Clamp | E
PC-150RA | GRC Fittings | 3.47 | 15% | 3.99 | 0.0875 | Appleton | 1-1/2" Right Angle Conduit Clamp | E
PC-150PAR | GRC Fittings | 5.18 | 15% | 5.96 | 0.0875 | Appleton | 1-1/2" Parallel Conduit Clamp | E
PC-150ET | GRC Fittings | 7 | 15% | 8.05 | 0.0875 | Appleton | 1-1/2" Edge Conduit Clamp | E
PC-125RA | GRC Fittings | 3.07 | 15% | 3.53 | 0.0875 | Appleton | 1-1/4" Right Angle Conduit Clamp | E
PC-125PAR | GRC Fittings | 4.58 | 15% | 5.27 | 0.0875 | Appleton | 1-1/4" Parallel Conduit Clamp | E
PC-125ET | GRC Fittings | 6.26 | 15% | 7.2 | 0.0875 | Appleton | 1-1/4" Edge Conduit Clamp | E
PC-100RA | GRC Fittings | 2.74 | 15% | 3.15 | 0.0625 | Appleton | 1" Right Angle Conduit Clamp | E
PC-100PAR | GRC Fittings | 3.6 | 15% | 4.14 | 0.0625 | Appleton | 1" Parallel Conduit Clamp | E
PC-100ET | GRC Fittings | 5.36 | 15% | 6.16 | 0.0625 | Appleton | 1" Edge Conduit Clamp | E
ON-75T | GRC Fittings | 2.49 | 15% | 2.86 | 0.0625 | O-Z/Gedney | 3/4" Insulated Offset Nipple | E
ON-50T | GRC Fittings | 1.77 | 15% | 2.04 | 0.05 | O-Z/Gedney | 1/2" Insulated Offset Nipple | E
ON-200T | GRC Fittings | 7.94 | 15% | 9.13 | 0.1125 | O-Z/Gedney | 2" Insulated Offset Nipple | E
ON-150T | GRC Fittings | 5.04 | 15% | 5.8 | 0.1 | O-Z/Gedney | 1-1/2" Insulated Offset Nipple | E
ON-125T | GRC Fittings | 3.94 | 15% | 4.53 | 0.0875 | O-Z/Gedney | 1-1/4" Insulated Offset Nipple | E
ON-100T | GRC Fittings | 3.09 | 15% | 3.55 | 0.075 | O-Z/Gedney | 1" Insulated Offset Nipple | E
MF-300 | GRC Fittings | 90.64 | 15% | 104.24 | 0.9375 | O-Z/Gedney | 3" Pulling Ell Male/Female | E
MF-250 | GRC Fittings | 64.41 | 15% | 74.07 | 0.8125 | O-Z/Gedney | 2-1/2" Pulling Ell Male/Female | E
MF-200 | GRC Fittings | 31.47 | 15% | 36.19 | 0.6875 | O-Z/Gedney | 2" Pulling Ell Male/Female | E
MF-150 | GRC Fittings | 24.73 | 15% | 28.44 | 0.5625 | O-Z/Gedney | 1-1/2" Pulling Ell Male/Female | E
MF-125 | GRC Fittings | 10.13 | 15% | 11.65 | 0.4375 | O-Z/Gedney | 1-1/4" Pulling Ell Male/Female | E
MF-100 | GRC Fittings | 7.44 | 15% | 8.56 | 0.3125 | O-Z/Gedney | 1" Pulling Ell Male/Female | E
MF-075 | GRC Fittings | 4.33 | 15% | 4.98 | 0.25 | O-Z/Gedney | 3/4" Pulling Ell Male/Female | E
MF-050 | GRC Fittings | 3.13 | 15% | 3.6 | 0.1875 | O-Z/Gedney | 1/2" Pulling Ell Male/Female | E
LMFL90-75 | GRC Fittings | 3.47 | 15% | 3.99 | 0.125 | Appleton | 3/4" Long Elbow | E
LMFL90-50 | GRC Fittings | 2.5 | 15% | 2.88 | 0.1 | Appleton | 1/2" Long Elbow | E
LMFL90-200 | GRC Fittings | 32.7 | 15% | 37.61 | 0.3125 | Appleton | 2" Long Elbow | E
LMFL90-150 | GRC Fittings | 22.44 | 15% | 25.81 | 0.25 | Appleton | 1-1/2" Long Elbow | E
LMFL90-125 | GRC Fittings | 11.93 | 15% | 13.72 | 0.1875 | Appleton | 1-1/4" Long Elbow | E
LMFL90-100 | GRC Fittings | 7.92 | 15% | 9.11 | 0.15 | Appleton | 1" Long Elbow | E
HCR9 | GRC Fittings | 3.95 | 15% | 4.54 | 0.1 | Sepco | 1-1/2" - 1" Female Reducer | E
HCR8 | GRC Fittings | 3.95 | 15% | 4.54 | 0.1 | Sepco | 1-1/2" - 3/4" Female Reducer | E
HCR7 | GRC Fittings | 3.95 | 15% | 4.54 | 0.1 | Sepco | 1-1/2" - 1/2" Female Reducer | E
HCR6 | GRC Fittings | 1.46 | 15% | 1.68 | 0.075 | Sepco | 1-1/4" - 1" Female Reducer | E
HCR5 | GRC Fittings | 1.46 | 15% | 1.68 | 0.075 | Sepco | 1-1/4" - 3/4" Female Reducer | E
HCR45 | GRC Fittings | 10.44 | 15% | 12.01 | 0.3125 | Sepco | 4" - 3-1/2" Female Reducer | E
HCR44 | GRC Fittings | 10.44 | 15% | 12.01 | 0.3125 | Sepco | 4" - 3" Female Reducer | E
HCR43 | GRC Fittings | 10.44 | 15% | 12.01 | 0.3125 | Sepco | 4" - 2-1/2" Female Reducer | E
HCR42 | GRC Fittings | 10.44 | 15% | 12.01 | 0.3125 | Sepco | 4" - 2" Female Reducer | E
HCR41 | GRC Fittings | 10.44 | 15% | 12.01 | 0.3125 | Sepco | 4" - 1-1/2" Female Reducer | E
HCR40 | GRC Fittings | 10.44 | 15% | 12.01 | 0.3125 | Sepco | 4" - 1-1/4" Female Reducer | E
HCR4 | GRC Fittings | 1.46 | 15% | 1.68 | 0.075 | Sepco | 1-1/4" - 1/2" Female Reducer | E
HCR39 | GRC Fittings | 10.44 | 15% | 12.01 | 0.3125 | Sepco | 4" - 1" Female Reducer | E
HCR38 | GRC Fittings | 10.44 | 15% | 12.01 | 0.3125 | Sepco | 4" - 3/4" Female Reducer | E
HCR37 | GRC Fittings | 10.44 | 15% | 12.01 | 0.3125 | Sepco | 4" - 1/2" Female Reducer | E
HCR36 | GRC Fittings | 8.79 | 15% | 10.11 | 0.25 | Sepco | 3-1/2" - 3" Female Reducer | E
HCR35 | GRC Fittings | 8.79 | 15% | 10.11 | 0.25 | Sepco | 3-1/2" - 2-1/2" Female Reducer | E
HCR34 | GRC Fittings | 8.79 | 15% | 10.11 | 0.25 | Sepco | 3-1/2" - 2" Female Reducer | E
HCR33 | GRC Fittings | 8.79 | 15% | 10.11 | 0.25 | Sepco | 3-1/2" - 1-1/2" Female Reducer | E
HCR32 | GRC Fittings | 8.79 | 15% | 10.11 | 0.25 | Sepco | 3-1/2" - 1-1/4" Female Reducer | E
HCR31 | GRC Fittings | 8.79 | 15% | 10.11 | 0.25 | Sepco | 3-1/2" - 1" Female Reducer | E
HCR30 | GRC Fittings | 8.79 | 15% | 10.11 | 0.25 | Sepco | 3-1/2" - 3/4" Female Reducer | E
HCR3 | GRC Fittings | 0.77 | 15% | 0.89 | 0.05 | Sepco | 1" - 3/4" Female Reducer | E
HCR29 | GRC Fittings | 8.79 | 15% | 10.11 | 0.25 | Sepco | 3-1/2" - 1/2" Female Reducer | E
HCR28 | GRC Fittings | 7 | 15% | 8.05 | 0.1875 | Sepco | 3" - 2-1/2" Female Reducer | E
HCR27 | GRC Fittings | 7 | 15% | 8.05 | 0.1875 | Sepco | 3" - 2" Female Reducer | E
HCR26 | GRC Fittings | 7 | 15% | 8.05 | 0.1875 | Sepco | 3" - 1-1/2" Female Reducer | E
HCR25 | GRC Fittings | 7 | 15% | 8.05 | 0.1875 | Sepco | 3" - 1-1/4" Female Reducer | E
HCR24 | GRC Fittings | 7 | 15% | 8.05 | 0.1875 | Sepco | 3" - 1" Female Reducer | E
HCR23 | GRC Fittings | 7 | 15% | 8.05 | 0.1875 | Sepco | 3" - 3/4" Female Reducer | E
HCR22 | GRC Fittings | 7 | 15% | 8.05 | 0.1875 | Sepco | 3" - 1/2" Female Reducer | E
HCR21 | GRC Fittings | 6.65 | 15% | 7.65 | 0.15 | Sepco | 2-1/2" - 2" Female Reducer | E
HCR20 | GRC Fittings | 6.65 | 15% | 7.65 | 0.15 | Sepco | 2-1/2" - 1-1/2" Female Reducer | E
HCR2 | GRC Fittings | 0.85 | 15% | 0.98 | 0.05 | Sepco | 1" - 1/2" Female Reducer | E
HCR19 | GRC Fittings | 6.65 | 15% | 7.65 | 0.15 | Sepco | 2-1/2" - 1-1/4" Female Reducer | E
HCR18 | GRC Fittings | 6.65 | 15% | 7.65 | 0.15 | Sepco | 2-1/2" - 1" Female Reducer | E
HCR17 | GRC Fittings | 6.65 | 15% | 7.65 | 0.15 | Sepco | 2-1/2" - 3/4" Female Reducer | E
HCR16 | GRC Fittings | 6.65 | 15% | 7.65 | 0.15 | Sepco | 2-1/2" - 1/2" Female Reducer | E
HCR15 | GRC Fittings | 6.65 | 15% | 7.65 | 0.125 | Sepco | 2" - 1-1/2" Female Reducer | E
HCR14 | GRC Fittings | 3.32 | 15% | 3.82 | 0.125 | Sepco | 2" - 1-1/4" Female Reducer | E
HCR13 | GRC Fittings | 3.32 | 15% | 3.82 | 0.125 | Sepco | 2" - 1" Female Reducer | E
HCR12 | GRC Fittings | 3.32 | 15% | 3.82 | 0.125 | Sepco | 2" - 3/4" Female Reducer | E
HCR11 | GRC Fittings | 3.32 | 15% | 3.82 | 0.125 | Sepco | 2" - 1/2" Female Reducer | E
HCR10 | GRC Fittings | 3.95 | 15% | 4.54 | 0.1 | Sepco | 1-1/2" - 1-1/4" Female Reducer | E
HCR1 | GRC Fittings | 0.4 | 15% | 0.46 | 0.05 | Sepco | 3/4" - 1/2" Female Reducer | E
GL-75 | GRC Fittings | 0.81 | 15% | 0.93 | 0.075 | Appleton | 3/4" Grounding Locknut | E
GL-50 | GRC Fittings | 0.67 | 15% | 0.77 | 0.075 | Appleton | 1/2" Grounding Locknut | E
GL-400 | GRC Fittings | 9.21 | 15% | 10.59 | 0.1125 | Appleton | 4" Grounding Locknut | E
GL-350 | GRC Fittings | 7.6 | 15% | 8.74 | 0.1 | Appleton | 3-1/2" Grounding Locknut | E
GL-300 | GRC Fittings | 5.33 | 15% | 6.13 | 0.1 | Appleton | 3" Grounding Locknut | E
GL-250 | GRC Fittings | 4.29 | 15% | 4.93 | 0.1 | Appleton | 2-1/2" Grounding Locknut | E
GL-200 | GRC Fittings | 2.43 | 15% | 2.79 | 0.0875 | Appleton | 2" Grounding Locknut | E
GL-150 | GRC Fittings | 2.09 | 15% | 2.4 | 0.0875 | Appleton | 1-1/2" Grounding Locknut | E
GL-125 | GRC Fittings | 1.51 | 15% | 1.74 | 0.0875 | Appleton | 1-1/4" Grounding Locknut | E
GL-100 | GRC Fittings | 1.22 | 15% | 1.4 | 0.075 | Appleton | 1" Grounding Locknut | E
FSK-60-663 | GRC Fittings | 1088 | 15% | 1251.2 | 2.75 | O-Z/Gedney | 6" Floor Seal | E
FSK-60-563 | GRC Fittings | 1088 | 15% | 1251.2 | 2 | O-Z/Gedney | 5" Floor Seal | E
FSK-40-450 | GRC Fittings | 848.84 | 15% | 976.17 | 1.25 | O-Z/Gedney | 4" Floor Seal | E
FSK-40-410 | GRC Fittings | 848.84 | 15% | 976.17 | 1.125 | O-Z/Gedney | 3-1/2" Floor Seal | E
FSK-30-350 | GRC Fittings | 549.17 | 15% | 631.55 | 1 | O-Z/Gedney | 3" Floor Seal | E
FSK-30-288 | GRC Fittings | 549.17 | 15% | 631.55 | 0.875 | O-Z/Gedney | 2-1/2" Floor Seal | E
FSK-20-250 | GRC Fittings | 424.19 | 15% | 487.82 | 0.75 | O-Z/Gedney | 2" Floor Seal | E
FSK-20-193 | GRC Fittings | 424.19 | 15% | 487.82 | 0.625 | O-Z/Gedney | 1-1/2" Floor Seal | E
FSK-20-166 | GRC Fittings | 424.19 | 15% | 487.82 | 0.5625 | O-Z/Gedney | 1-1/4" Floor Seal | E
FSK-10-88 | GRC Fittings | 274.97 | 15% | 316.22 | 0.375 | O-Z/Gedney | 1/2" Floor Seal | E
FSK-10-138 | GRC Fittings | 274.97 | 15% | 316.22 | 0.5 | O-Z/Gedney | 1" Floor Seal | E
FSK-10-113 | GRC Fittings | 274.97 | 15% | 316.22 | 0.4375 | O-Z/Gedney | 3/4" Floor Seal | E
FF-300 | GRC Fittings | 89.95 | 15% | 103.44 | 0.9375 | O-Z/Gedney | 3" Pulling Ell Female/Female | E
FF-250 | GRC Fittings | 63.78 | 15% | 73.35 | 0.8125 | O-Z/Gedney | 2-1/2" Pulling Ell Female/Female | E
FF-200 | GRC Fittings | 30.55 | 15% | 35.13 | 0.6875 | O-Z/Gedney | 2" Pulling Ell Female/Female | E
FF-150 | GRC Fittings | 21.76 | 15% | 25.02 | 0.5625 | O-Z/Gedney | 1-1/2" Pulling Ell Female/Female | E
FF-125 | GRC Fittings | 9.97 | 15% | 11.47 | 0.4375 | O-Z/Gedney | 1-1/4" Pulling Ell Female/Female | E
FF-100 | GRC Fittings | 7.35 | 15% | 8.45 | 0.3125 | O-Z/Gedney | 1" Pulling Ell Female/Female | E
FF-075 | GRC Fittings | 4.17 | 15% | 4.8 | 0.25 | O-Z/Gedney | 3/4" Pulling Ell Female/Female | E
FF-050 | GRC Fittings | 3.14 | 15% | 3.61 | 0.1875 | O-Z/Gedney | 1/2" Pulling Ell Female/Female | E
CTC-400 | GRC Fittings | 51.22 | 15% | 58.9 | 0.25 | O-Z/Gedney | 4" CableTray Clamp | E
CTC-350 | GRC Fittings | 51.22 | 15% | 58.9 | 0.25 | O-Z/Gedney | 3-1/2" CableTray Clamp | E
CTC-300 | GRC Fittings | 41.37 | 15% | 47.58 | 0.1875 | O-Z/Gedney | 3" CableTray Clamp | E
CTC-250 | GRC Fittings | 41.37 | 15% | 47.58 | 0.1875 | O-Z/Gedney | 2-1/2" CableTray Clamp | E
CTC-200 | GRC Fittings | 20.41 | 15% | 23.47 | 0.15 | O-Z/Gedney | 2" CableTray Clamp | E
CTC-150 | GRC Fittings | 20.41 | 15% | 23.47 | 0.15 | O-Z/Gedney | 1-1/2" CableTray Clamp | E
CTC-1012 | GRC Fittings | 11.35 | 15% | 13.05 | 0.125 | O-Z/Gedney | 1" CableTray Clamp | E
CTC-0507 | GRC Fittings | 8.24 | 15% | 9.48 | 0.125 | O-Z/Gedney | 1/2" CableTray Clamp | E
CN-75 | GRC Fittings | 0.76 | 15% | 0.87 | 0.0625 | Appleton | 3/4" Steel Chase Nipple | E
CN-600 | GRC Fittings | 232.2 | 15% | 267.03 | 0.3125 | Appleton | 6" Steel Chase Nipple | E
CN-500 | GRC Fittings | 150.84 | 15% | 173.47 | 0.25 | Appleton | 5" Steel Chase Nipple | E
CN-50 | GRC Fittings | 0.62 | 15% | 0.71 | 0.05 | Appleton | 1/2" Steel Chase Nipple | E
CN-400 | GRC Fittings | 54.6 | 15% | 62.79 | 0.225 | Appleton | 4" Steel Chase Nipple | E
CN-350 | GRC Fittings | 33.38 | 15% | 38.39 | 0.1875 | Appleton | 3-1/2" Steel Chase Nipple | E
CN-300 | GRC Fittings | 15.9 | 15% | 18.29 | 0.15 | Appleton | 3" Steel Chase Nipple | E
CN-250 | GRC Fittings | 10.89 | 15% | 12.52 | 0.125 | Appleton | 2-1/2" Steel Chase Nipple | E
CN-200 | GRC Fittings | 4.75 | 15% | 5.46 | 0.1125 | Appleton | 2" Steel Chase Nipple | E
CN-150 | GRC Fittings | 3.14 | 15% | 3.61 | 0.1 | Appleton | 1-1/2" Steel Chase Nipple | E
CN-125 | GRC Fittings | 2.35 | 15% | 2.7 | 0.0875 | Appleton | 1-1/4" Steel Chase Nipple | E
CN-100 | GRC Fittings | 1.54 | 15% | 1.77 | 0.075 | Appleton | 1" Steel Chase Nipple | E
CLB-75MN | GRC Fittings | 0.88 | 15% | 1.01 | 0.05 | Appleton | 3/4" Clamp Back | E
CLB-600MN | GRC Fittings | 51.1 | 15% | 58.77 | 0.125 | Appleton | 6" Clamp Back | E
CLB-50MN | GRC Fittings | 0.8 | 15% | 0.92 | 0.05 | Appleton | 1/2" Clamp Back | E
CLB-500MN | GRC Fittings | 60.97 | 15% | 70.12 | 0.125 | Appleton | 5" Clamp Back | E
CLB-400MN | GRC Fittings | 31.79 | 15% | 36.56 | 0.1 | Appleton | 4" Clamp Back | E
CLB-350MN | GRC Fittings | 14.23 | 15% | 16.36 | 0.1 | Appleton | 3-1/2" Clamp Back | E
CLB-300MN | GRC Fittings | 11.61 | 15% | 13.35 | 0.0875 | Appleton | 3" Clamp Back | E
CLB-250MN | GRC Fittings | 7.4 | 15% | 8.51 | 0.0875 | Appleton | 2-1/2" Clamp Back | E
CLB-200MN | GRC Fittings | 4.15 | 15% | 4.77 | 0.075 | Appleton | 2" Clamp Back | E
CLB-150MN | GRC Fittings | 2.56 | 15% | 2.94 | 0.075 | Appleton | 1-1/2" Clamp Back | E
CLB-125MN | GRC Fittings | 1.96 | 15% | 2.25 | 0.075 | Appleton | 1-1/4" Clamp Back | E
CLB-100MN | GRC Fittings | 1.32 | 15% | 1.52 | 0.05 | Appleton | 1" Clamp Back | E
CL-75MN | GRC Fittings | 0.42 | 15% | 0.48 | 0.0375 | Appleton | 3/4" 1 Hole Malleable Strap | E
CL-75 | GRC Fittings | 0.09 | 15% | 0.1 | 0.0375 | Appleton | 3/4" 1 Hole Steel Strap | E
CL-600MN | GRC Fittings | 51.04 | 15% | 58.7 | 0.075 | Appleton | 6" 1 Hole Malleable Strap | E
CL-50MN | GRC Fittings | 0.4 | 15% | 0.46 | 0.0375 | Appleton | 1/2" 1 Hole Malleable Strap | E
CL-500MN | GRC Fittings | 47.77 | 15% | 54.94 | 0.075 | Appleton | 5" 1 Hole Malleable Strap | E
CL-50 | GRC Fittings | 0.06 | 15% | 0.07 | 0.0375 | Appleton | 1/2" 1 Hole Steel Strap | E
CL-400MN | GRC Fittings | 25.17 | 15% | 28.95 | 0.075 | Appleton | 4" 1 Hole Malleable Strap | E
CL-400 | GRC Fittings | 2.93 | 15% | 3.37 | 0.075 | Appleton | 4" 1 Hole Steel Strap | E
CL-350MN | GRC Fittings | 14.4 | 15% | 16.56 | 0.0625 | Appleton | 3-1/2" 1 Hole Malleable Strap | E
CL-350 | GRC Fittings | 2.25 | 15% | 2.59 | 0.0625 | Appleton | 3-1/2" 1 Hole Steel Strap | E
CL-300MN | GRC Fittings | 10.11 | 15% | 11.63 | 0.0625 | Appleton | 3" 1 Hole Malleable Strap | E
CL-300 | GRC Fittings | 1.51 | 15% | 1.74 | 0.0625 | Appleton | 3" 1 Hole Steel Strap | E
CL-250MN | GRC Fittings | 7.08 | 15% | 8.14 | 0.0625 | Appleton | 2-1/2" 1 Hole Malleable Strap | E
CL-250 | GRC Fittings | 1.22 | 15% | 1.4 | 0.0625 | Appleton | 2-1/2" 1 Hole Steel Strap | E
CL-200MN | GRC Fittings | 2.29 | 15% | 2.63 | 0.05 | Appleton | 2" 1 Hole Malleable Strap | E
CL-200 | GRC Fittings | 0.48 | 15% | 0.55 | 0.05 | Appleton | 2" 1 Hole Steel Strap | E
CL-150MN | GRC Fittings | 1.78 | 15% | 2.05 | 0.05 | Appleton | 1-1/2" 1 Hole Malleable Strap | E
CL-150 | GRC Fittings | 0.26 | 15% | 0.3 | 0.05 | Appleton | 1-1/2" 1 Hole Steel Strap | E
CL-125MN | GRC Fittings | 1.48 | 15% | 1.7 | 0.05 | Appleton | 1-1/4" 1 Hole Malleable Strap | E
CL-125 | GRC Fittings | 0.24 | 15% | 0.28 | 0.05 | Appleton | 1-1/4" 1 Hole Steel Strap | E
CL-100MN | GRC Fittings | 0.62 | 15% | 0.71 | 0.0375 | Appleton | 1" 1 Hole Malleable Strap | E
CL-100 | GRC Fittings | 0.16 | 15% | 0.18 | 0.0375 | Appleton | 1" 1 Hole Steel Strap | E
CH-75T | GRC Fittings | 6.84 | 15% | 7.87 | 0.3125 | O-Z/Gedney | 3/4" Insulated Rigid Conduit Hub | E
CH-75 | GRC Fittings | 6.42 | 15% | 7.38 | 0.3125 | O-Z/Gedney | 3/4" Rigid Conduit Hub | E
CH-600T | GRC Fittings | 211.6 | 15% | 243.34 | 1.25 | O-Z/Gedney | 6" Insulated Rigid Conduit Hub | E
CH-600 | GRC Fittings | 242.24 | 15% | 278.58 | 1.25 | O-Z/Gedney | 6" Rigid Conduit Hub | E
CH-50T | GRC Fittings | 6.24 | 15% | 7.18 | 0.25 | O-Z/Gedney | 1/2" Insulated Rigid Conduit Hub | E
CH-500T | GRC Fittings | 202.58 | 15% | 232.97 | 1 | O-Z/Gedney | 5" Insulated Rigid Conduit Hub | E
CH-500 | GRC Fittings | 150.24 | 15% | 172.78 | 1 | O-Z/Gedney | 5" Rigid Conduit Hub | E
CH-50 | GRC Fittings | 5.55 | 15% | 6.38 | 0.25 | O-Z/Gedney | 1/2" Rigid Conduit Hub | E
CH-400T | GRC Fittings | 75.88 | 15% | 87.26 | 0.75 | O-Z/Gedney | 4" Insulated Rigid Conduit Hub | E
CH-400 | GRC Fittings | 65.78 | 15% | 75.65 | 0.875 | O-Z/Gedney | 4" Rigid Conduit Hub | E
CH-350T | GRC Fittings | 53.67 | 15% | 61.72 | 0.8125 | O-Z/Gedney | 3-1/2" Insulated Rigid Conduit Hub | E
CH-350 | GRC Fittings | 42.11 | 15% | 48.43 | 0.8125 | O-Z/Gedney | 3-1/2" Rigid Conduit Hub | E
CH-300T | GRC Fittings | 46.27 | 15% | 53.21 | 0.75 | O-Z/Gedney | 3" Insulated Rigid Conduit Hub | E
CH-300 | GRC Fittings | 40.52 | 15% | 46.6 | 0.75 | O-Z/Gedney | 3" Rigid Conduit Hub | E
CH-250T | GRC Fittings | 47.43 | 15% | 54.54 | 0.625 | O-Z/Gedney | 2-1/2" Insulated Rigid Conduit Hub | E
CH-250 | GRC Fittings | 27.97 | 15% | 32.17 | 0.625 | O-Z/Gedney | 2-1/2" Rigid Conduit Hub | E
CH-200T | GRC Fittings | 16.64 | 15% | 19.14 | 0.5625 | O-Z/Gedney | 2" Insulated Rigid Conduit Hub | E
CH-200 | GRC Fittings | 14.43 | 15% | 16.59 | 0.5625 | O-Z/Gedney | 2" Rigid Conduit Hub | E
CH-150T | GRC Fittings | 11.49 | 15% | 13.21 | 0.5 | O-Z/Gedney | 1-1/2" Insulated Rigid Conduit Hub | E
CH-150 | GRC Fittings | 10.44 | 15% | 12.01 | 0.5 | O-Z/Gedney | 1-1/2" Rigid Conduit Hub | E
CH-125T | GRC Fittings | 10.05 | 15% | 11.56 | 0.4375 | O-Z/Gedney | 1-1/4" Insulated Rigid Conduit Hub | E
CH-125 | GRC Fittings | 9.23 | 15% | 10.61 | 0.4375 | O-Z/Gedney | 1-1/4" Rigid Conduit Hub | E
CH-100T | GRC Fittings | 8.58 | 15% | 9.87 | 0.375 | O-Z/Gedney | 1" Insulated Rigid Conduit Hub | E
CH-100 | GRC Fittings | 5.25 | 15% | 6.04 | 0.375 | O-Z/Gedney | 1" Rigid Conduit Hub | E
CF-750 | GRC Fittings | 0.08 | 15% | 0.09 | 0.0375 | Appleton | 3/4" 2 Hole Steel Strap | E
CF-500 | GRC Fittings | 0.06 | 15% | 0.07 | 0.0375 | Appleton | 1/2" 2 Hole Steel Strap | E
CF-400H | GRC Fittings | 0.74 | 15% | 0.85 | 0.075 | Appleton | 4" 2 Hole Steel Strap | E
CF-350H | GRC Fittings | 0.65 | 15% | 0.75 | 0.0625 | Appleton | 3-1/2" 2 Hole Steel Strap | E
CF-300H | GRC Fittings | 0.6 | 15% | 0.69 | 0.0625 | Appleton | 3" 2 Hole Steel Strap | E
CF-250H | GRC Fittings | 0.37 | 15% | 0.43 | 0.0625 | Appleton | 2-1/2" 2 Hole Steel Strap | E
CF-200 | GRC Fittings | 0.27 | 15% | 0.31 | 0.05 | Appleton | 2" 2 Hole Steel Strap | E
CF-150 | GRC Fittings | 0.15 | 15% | 0.17 | 0.05 | Appleton | 1-1/2" 2 Hole Steel Strap | E
CF-125 | GRC Fittings | 0.12 | 15% | 0.14 | 0.05 | Appleton | 1-1/4" 2 Hole Steel Strap | E
CF-100 | GRC Fittings | 0.1 | 15% | 0.12 | 0.0375 | Appleton | 1" 2 Hole Steel Strap | E
BLSG-75 | GRC Fittings | 0.63 | 15% | 0.72 | 0.05 | Appleton | 3/4" Sealing Locknut | E
BLSG-600 | GRC Fittings | 35.32 | 15% | 40.62 | 0.0875 | Appleton | 6" Sealing Locknut | E
BLSG-500 | GRC Fittings | 19.84 | 15% | 22.82 | 0.0875 | Appleton | 5" Sealing Locknut | E
BLSG-50 | GRC Fittings | 0.6 | 15% | 0.69 | 0.05 | Appleton | 1/2" Sealing Locknut | E
BLSG-400 | GRC Fittings | 13.49 | 15% | 15.51 | 0.0875 | Appleton | 4" Sealing Locknut | E
BLSG-350 | GRC Fittings | 11.53 | 15% | 13.26 | 0.075 | Appleton | 3-1/2" Sealing Locknut | E
BLSG-300 | GRC Fittings | 9.45 | 15% | 10.87 | 0.075 | Appleton | 3" Sealing Locknut | E
BLSG-250 | GRC Fittings | 6.1 | 15% | 7.02 | 0.075 | Appleton | 2-1/2" Sealing Locknut | E
BLSG-200 | GRC Fittings | 2.72 | 15% | 3.13 | 0.0625 | Appleton | 2" Sealing Locknut | E
BLSG-150 | GRC Fittings | 2.02 | 15% | 2.32 | 0.0625 | Appleton | 1-1/2" Sealing Locknut | E
BLSG-125 | GRC Fittings | 1.63 | 15% | 1.87 | 0.0625 | Appleton | 1-1/4" Sealing Locknut | E
BLSG-100 | GRC Fittings | 0.95 | 15% | 1.09 | 0.05 | Appleton | 1" Sealing Locknut | E
BL-75 | GRC Fittings | 0.06 | 15% | 0.07 | 0.05 | Appleton | 3/4" Locknut | E
BL-600 | GRC Fittings | 16.27 | 15% | 18.71 | 0.0875 | Appleton | 6" Locknut | E
BL-500 | GRC Fittings | 11.61 | 15% | 13.35 | 0.0875 | Appleton | 5" Locknut | E
BL-50 | GRC Fittings | 0.04 | 15% | 0.05 | 0.05 | Appleton | 1/2" Locknut | E
BL-400 | GRC Fittings | 1.59 | 15% | 1.83 | 0.0875 | Appleton | 4" Locknut | E
BL-350 | GRC Fittings | 1.2 | 15% | 1.38 | 0.075 | Appleton | 3-1/2" Locknut | E
BL-300 | GRC Fittings | 0.93 | 15% | 1.07 | 0.075 | Appleton | 3" Locknut | E
BL-250 | GRC Fittings | 0.79 | 15% | 0.91 | 0.075 | Appleton | 2-1/2" Locknut | E
BL-200 | GRC Fittings | 0.32 | 15% | 0.37 | 0.0625 | Appleton | 2" Locknut | E
BL-150 | GRC Fittings | 0.2 | 15% | 0.23 | 0.0625 | Appleton | 1-1/2" Locknut | E
BL-125 | GRC Fittings | 0.17 | 15% | 0.2 | 0.0625 | Appleton | 1-1/4" Locknut | E
BL-100 | GRC Fittings | 0.11 | 15% | 0.13 | 0.05 | Appleton | 1" Locknut | E
9-B | GRC Fittings | 1.52 | 15% | 1.75 | 0.15 | Minerallac | 4" Conduit Hanger w/Bolt | E
98002068386 | GRC Fittings | 3.47 | 15% | 3.99 | 0.125 | Conduit Fittings | 1/2"x12" GRC Nipple | E
98002000766 | GRC Fittings | 65.6 | 15% | 75.44 | 0.3125 | Conduit Fittings | 6"x12" GRC Nipple | E
98002000765 | GRC Fittings | 59.21 | 15% | 68.09 | 0.3125 | Conduit Fittings | 6"x10" GRC Nipple | E
98002000764 | GRC Fittings | 47.28 | 15% | 54.37 | 0.3125 | Conduit Fittings | 6"x8" GRC Nipple | E
98002000763 | GRC Fittings | 40.47 | 15% | 46.54 | 0.3125 | Conduit Fittings | 6"x6" GRC Nipple | E
98002000762 | GRC Fittings | 36.63 | 15% | 42.12 | 0.3125 | Conduit Fittings | 6"x5" GRC Nipple | E
98002000736 | GRC Fittings | 53.88 | 15% | 61.96 | 0.3125 | Conduit Fittings | 5"x12" GRC Nipple | E
98002000735 | GRC Fittings | 44.51 | 15% | 51.19 | 0.3125 | Conduit Fittings | 5"x10" GRC Nipple | E
98002000734 | GRC Fittings | 37.91 | 15% | 43.6 | 0.3125 | Conduit Fittings | 5"x8" GRC Nipple | E
98002000733 | GRC Fittings | 31.95 | 15% | 36.74 | 0.3125 | Conduit Fittings | 5"x6" GRC Nipple | E
98002000732 | GRC Fittings | 29.39 | 15% | 33.8 | 0.3125 | Conduit Fittings | 5"x5" GRC Nipple | E
98002000677 | GRC Fittings | 30.99 | 15% | 35.64 | 0.3125 | Conduit Fittings | 4"x12" GRC Nipple | E
98002000676 | GRC Fittings | 26.03 | 15% | 29.93 | 0.3125 | Conduit Fittings | 4"x10" GRC Nipple | E
98002000675 | GRC Fittings | 21.08 | 15% | 24.24 | 0.3125 | Conduit Fittings | 4"x8" GRC Nipple | E
98002000674 | GRC Fittings | 16.93 | 15% | 19.47 | 0.3125 | Conduit Fittings | 4"x6" GRC Nipple | E
98002000673 | GRC Fittings | 15.12 | 15% | 17.39 | 0.3125 | Conduit Fittings | 4"x5" GRC Nipple | E
98002000672 | GRC Fittings | 12.93 | 15% | 14.87 | 0.3125 | Conduit Fittings | 4"x4" GRC Nipple | E
98002000647 | GRC Fittings | 26.41 | 15% | 30.37 | 0.25 | Conduit Fittings | 3-1/2"x12" GRC Nipple | E
98002000646 | GRC Fittings | 22.57 | 15% | 25.96 | 0.25 | Conduit Fittings | 3-1/2"x10" GRC Nipple | E
98002000645 | GRC Fittings | 18.63 | 15% | 21.42 | 0.25 | Conduit Fittings | 3-1/2"x8" GRC Nipple | E
98002000644 | GRC Fittings | 14.91 | 15% | 17.15 | 0.25 | Conduit Fittings | 3-1/2"x6" GRC Nipple | E
98002000643 | GRC Fittings | 13.04 | 15% | 15 | 0.25 | Conduit Fittings | 3-1/2"x5" GRC Nipple | E
98002000642 | GRC Fittings | 11.5 | 15% | 13.23 | 0.25 | Conduit Fittings | 3-1/2"x4" GRC Nipple | E
98002000619 | GRC Fittings | 23.43 | 15% | 26.94 | 0.25 | Conduit Fittings | 3"x12" GRC Nipple | E
98002000618 | GRC Fittings | 19.27 | 15% | 22.16 | 0.25 | Conduit Fittings | 3"x10" GRC Nipple | E
98002000617 | GRC Fittings | 16.34 | 15% | 18.79 | 0.25 | Conduit Fittings | 3"x8" GRC Nipple | E
98002000616 | GRC Fittings | 12.56 | 15% | 14.44 | 0.25 | Conduit Fittings | 3"x6" GRC Nipple | E
98002000615 | GRC Fittings | 10.96 | 15% | 12.6 | 0.25 | Conduit Fittings | 3"x5" GRC Nipple | E
98002000614 | GRC Fittings | 9.47 | 15% | 10.89 | 0.25 | Conduit Fittings | 3"x4" GRC Nipple | E
98002000613 | GRC Fittings | 8.73 | 15% | 10.04 | 0.25 | Conduit Fittings | 3"x3-1/2" GRC Nipple | E
98002000612 | GRC Fittings | 7.29 | 15% | 8.38 | 0.25 | Conduit Fittings | 3"x3" GRC Nipple | E
98002000589 | GRC Fittings | 18.53 | 15% | 21.31 | 0.25 | Conduit Fittings | 2-1/2"x12" GRC Nipple | E
98002000588 | GRC Fittings | 15.97 | 15% | 18.37 | 0.25 | Conduit Fittings | 2-1/2"x10" GRC Nipple | E
98002000587 | GRC Fittings | 13.73 | 15% | 15.79 | 0.25 | Conduit Fittings | 2-1/2"x8" GRC Nipple | E
98002000586 | GRC Fittings | 10.43 | 15% | 11.99 | 0.25 | Conduit Fittings | 2-1/2"x6" GRC Nipple | E
98002000585 | GRC Fittings | 9.21 | 15% | 10.59 | 0.25 | Conduit Fittings | 2-1/2"x5" GRC Nipple | E
98002000584 | GRC Fittings | 7.77 | 15% | 8.94 | 0.25 | Conduit Fittings | 2-1/2"x4" GRC Nipple | E
98002000583 | GRC Fittings | 7.45 | 15% | 8.57 | 0.25 | Conduit Fittings | 2-1/2"x3-1/2" GRC Nipple | E
98002000582 | GRC Fittings | 6.28 | 15% | 7.22 | 0.25 | Conduit Fittings | 2-1/2"x3" GRC Nipple | E
98002000560 | GRC Fittings | 10.06 | 15% | 11.57 | 0.1875 | Conduit Fittings | 2"x12" GRC Nipple | E
98002000559 | GRC Fittings | 8.83 | 15% | 10.15 | 0.1875 | Conduit Fittings | 2"x10" GRC Nipple | E
98002000558 | GRC Fittings | 7.34 | 15% | 8.44 | 0.1875 | Conduit Fittings | 2"x8" GRC Nipple | E
98002000557 | GRC Fittings | 5.11 | 15% | 5.88 | 0.1875 | Conduit Fittings | 2"x6" GRC Nipple | E
98002000556 | GRC Fittings | 4.47 | 15% | 5.14 | 0.1875 | Conduit Fittings | 2"x5" GRC Nipple | E
98002000555 | GRC Fittings | 3.83 | 15% | 4.4 | 0.1875 | Conduit Fittings | 2"x4" GRC Nipple | E
98002000554 | GRC Fittings | 3.46 | 15% | 3.98 | 0.1875 | Conduit Fittings | 2"x3-1/2" GRC Nipple | E
98002000553 | GRC Fittings | 3.04 | 15% | 3.5 | 0.1875 | Conduit Fittings | 2"x3" GRC Nipple | E
98002000552 | GRC Fittings | 2.66 | 15% | 3.06 | 0.1875 | Conduit Fittings | 2"x2-1/2" GRC Nipple | E
98002000531 | GRC Fittings | 8.09 | 15% | 9.3 | 0.1875 | Conduit Fittings | 1-1/2"x12" GRC Nipple | E
98002000530 | GRC Fittings | 7.45 | 15% | 8.57 | 0.1875 | Conduit Fittings | 1-1/2"x10" GRC Nipple | E
98002000529 | GRC Fittings | 6.17 | 15% | 7.1 | 0.1875 | Conduit Fittings | 1-1/2"x8" GRC Nipple | E
98002000528 | GRC Fittings | 4.04 | 15% | 4.65 | 0.1875 | Conduit Fittings | 1-1/2"x6" GRC Nipple | E
98002000527 | GRC Fittings | 3.3 | 15% | 3.8 | 0.1875 | Conduit Fittings | 1-1/2"x5" GRC Nipple | E
98002000526 | GRC Fittings | 2.92 | 15% | 3.36 | 0.1875 | Conduit Fittings | 1-1/2"x4" GRC Nipple | E
98002000524 | GRC Fittings | 2.34 | 15% | 2.69 | 0.1875 | Conduit Fittings | 1-1/2"x3" GRC Nipple | E
98002000523 | GRC Fittings | 2.18 | 15% | 2.51 | 0.1875 | Conduit Fittings | 1-1/2"x2-1/2" GRC Nipple | E
98002000522 | GRC Fittings | 1.91 | 15% | 2.2 | 0.1875 | Conduit Fittings | 1-1/2"x2" GRC Nipple | E
98002000501 | GRC Fittings | 7.24 | 15% | 8.33 | 0.1875 | Conduit Fittings | 1-1/4"x12" GRC Nipple | E
98002000500 | GRC Fittings | 6.23 | 15% | 7.16 | 0.1875 | Conduit Fittings | 1-1/4"x10" GRC Nipple | E
98002000499 | GRC Fittings | 4.95 | 15% | 5.69 | 0.1875 | Conduit Fittings | 1-1/4"x8" GRC Nipple | E
98002000498 | GRC Fittings | 3.03 | 15% | 3.48 | 0.1875 | Conduit Fittings | 1-1/4"x6" GRC Nipple | E
98002000497 | GRC Fittings | 2.71 | 15% | 3.12 | 0.1875 | Conduit Fittings | 1-1/4"x5" GRC Nipple | E
98002000496 | GRC Fittings | 2.34 | 15% | 2.69 | 0.1875 | Conduit Fittings | 1-1/4"x4" GRC Nipple | E
98002000494 | GRC Fittings | 1.91 | 15% | 2.2 | 0.1875 | Conduit Fittings | 1-1/4"x3" GRC Nipple | E
98002000493 | GRC Fittings | 1.81 | 15% | 2.08 | 0.1875 | Conduit Fittings | 1-1/4"x2-1/2" GRC Nipple | E
98002000492 | GRC Fittings | 1.62 | 15% | 1.86 | 0.1875 | Conduit Fittings | 1-1/4"x2" GRC Nipple | E
98002000471 | GRC Fittings | 5.43 | 15% | 6.24 | 0.125 | Conduit Fittings | 1"x12" GRC Nipple | E
98002000470 | GRC Fittings | 4.79 | 15% | 5.51 | 0.125 | Conduit Fittings | 1"x10" GRC Nipple | E
98002000469 | GRC Fittings | 3.72 | 15% | 4.28 | 0.125 | Conduit Fittings | 1"x8" GRC Nipple | E
98002000468 | GRC Fittings | 2.34 | 15% | 2.69 | 0.125 | Conduit Fittings | 1"x6" GRC Nipple | E
98002000467 | GRC Fittings | 2.13 | 15% | 2.45 | 0.125 | Conduit Fittings | 1"x5" GRC Nipple | E
98002000466 | GRC Fittings | 1.89 | 15% | 2.17 | 0.125 | Conduit Fittings | 1"x4" GRC Nipple | E
98002000465 | GRC Fittings | 1.75 | 15% | 2.01 | 0.125 | Conduit Fittings | 1"x3-1/2" GRC Nipple | E
98002000464 | GRC Fittings | 1.54 | 15% | 1.77 | 0.125 | Conduit Fittings | 1"x3" GRC Nipple | E
98002000463 | GRC Fittings | 1.27 | 15% | 1.46 | 0.125 | Conduit Fittings | 1"x2-1/2" GRC Nipple | E
98002000462 | GRC Fittings | 1.17 | 15% | 1.35 | 0.125 | Conduit Fittings | 1"x2" GRC Nipple | E
98002000441 | GRC Fittings | 3.94 | 15% | 4.53 | 0.125 | Conduit Fittings | 3/4"x12" GRC Nipple | E
98002000440 | GRC Fittings | 3.72 | 15% | 4.28 | 0.125 | Conduit Fittings | 3/4"x10" GRC Nipple | E
98002000439 | GRC Fittings | 3.56 | 15% | 4.09 | 0.125 | Conduit Fittings | 3/4"x8" GRC Nipple | E
98002000438 | GRC Fittings | 1.77 | 15% | 2.04 | 0.125 | Conduit Fittings | 3/4"x6" GRC Nipple | E
98002000437 | GRC Fittings | 1.51 | 15% | 1.74 | 0.125 | Conduit Fittings | 3/4"x5" GRC Nipple | E
98002000436 | GRC Fittings | 1.33 | 15% | 1.53 | 0.125 | Conduit Fittings | 3/4"x4" GRC Nipple | E
98002000435 | GRC Fittings | 1.17 | 15% | 1.35 | 0.125 | Conduit Fittings | 3/4"x3-1/2" GRC Nipple | E
98002000434 | GRC Fittings | 1.12 | 15% | 1.29 | 0.125 | Conduit Fittings | 3/4"x3" GRC Nipple | E
98002000433 | GRC Fittings | 1.02 | 15% | 1.17 | 0.125 | Conduit Fittings | 3/4"x2-1/2" GRC Nipple | E
98002000432 | GRC Fittings | 0.91 | 15% | 1.05 | 0.125 | Conduit Fittings | 3/4"x2" GRC Nipple | E
98002000431 | GRC Fittings | 0.77 | 15% | 0.89 | 0.125 | Conduit Fittings | 3/4"x1-1/2" GRC Nipple | E
98002000411 | GRC Fittings | 3.01 | 15% | 3.46 | 0.125 | Conduit Fittings | 1/2"x10" GRC Nipple | E
98002000410 | GRC Fittings | 2.66 | 15% | 3.06 | 0.125 | Conduit Fittings | 1/2"x8" GRC Nipple | E
98002000409 | GRC Fittings | 1.51 | 15% | 1.74 | 0.125 | Conduit Fittings | 1/2"x6" GRC Nipple | E
98002000408 | GRC Fittings | 1.26 | 15% | 1.45 | 0.125 | Conduit Fittings | 1/2"x5" GRC Nipple | E
98002000407 | GRC Fittings | 1.13 | 15% | 1.3 | 0.125 | Conduit Fittings | 1/2"x4" GRC Nipple | E
98002000406 | GRC Fittings | 1.04 | 15% | 1.2 | 0.125 | Conduit Fittings | 1/2"x3-1/2" GRC Nipple | E
98002000405 | GRC Fittings | 0.95 | 15% | 1.09 | 0.125 | Conduit Fittings | 1/2"x3" GRC Nipple | E
98002000404 | GRC Fittings | 0.88 | 15% | 1.01 | 0.125 | Conduit Fittings | 1/2"x2-1/2" GRC Nipple | E
98002000403 | GRC Fittings | 0.82 | 15% | 0.94 | 0.125 | Conduit Fittings | 1/2"x2" GRC Nipple | E
98002000402 | GRC Fittings | 0.72 | 15% | 0.83 | 0.125 | Conduit Fittings | 1/2"x1-1/2" GRC Nipple | E
9 | GRC Fittings | 1.46 | 15% | 1.68 | 0.15 | Minerallac | 4" Conduit Hanger w/o Bolt | E
8-B | GRC Fittings | 0.77 | 15% | 0.89 | 0.125 | Minerallac | 3-1/2" Conduit Hanger w/Bolt | E
8-75T | GRC Fittings | 5.63 | 15% | 6.47 | 0.125 | O-Z/Gedney | 3/4" Insulated Short Elbow | E
8-75 | GRC Fittings | 4.11 | 15% | 4.73 | 0.125 | O-Z/Gedney | 3/4" Short Elbow | E
8-50T | GRC Fittings | 3.95 | 15% | 4.54 | 0.1 | O-Z/Gedney | 1/2" Insulated Short Elbow | E
8-50 | GRC Fittings | 3.03 | 15% | 3.48 | 0.1 | O-Z/Gedney | 1/2" Short Elbow | E
8-200T | GRC Fittings | 22.76 | 15% | 26.17 | 0.3125 | O-Z/Gedney | 2" Insulated Short Elbow | E
8-200 | GRC Fittings | 20.83 | 15% | 23.95 | 0.3125 | O-Z/Gedney | 2" Short Elbow | E
8-150T | GRC Fittings | 15.33 | 15% | 17.63 | 0.25 | O-Z/Gedney | 1-1/2" Insulated Short Elbow | E
8-150 | GRC Fittings | 14.14 | 15% | 16.26 | 0.25 | O-Z/Gedney | 1-1/2" Short Elbow | E
8-125T | GRC Fittings | 12.01 | 15% | 13.81 | 0.1875 | O-Z/Gedney | 1-1/4" Insulated Short Elbow | E
8-125 | GRC Fittings | 10.26 | 15% | 11.8 | 0.1875 | O-Z/Gedney | 1-1/4" Short Elbow | E
8-100T | GRC Fittings | 9.28 | 15% | 10.67 | 0.15 | O-Z/Gedney | 1" Insulated Short Elbow | E
8-100 | GRC Fittings | 6.79 | 15% | 7.81 | 0.15 | O-Z/Gedney | 1" Short Elbow | E
8 | GRC Fittings | 0.7 | 15% | 0.81 | 0.125 | Minerallac | 3-1/2" Conduit Hanger w/o Bolt | E
7-B | GRC Fittings | 0.72 | 15% | 0.83 | 0.125 | Minerallac | 3" Conduit Hanger w/Bolt | E
78461010000 | GRC Fittings | 0.16 | 15% | 0.18 | 0.05 | Minerallac | 1/2" Conduit Hanger w/o Bolt | E
7 | GRC Fittings | 0.66 | 15% | 0.76 | 0.125 | Minerallac | 3" Conduit Hanger w/o Bolt | E
6-B | GRC Fittings | 0.56 | 15% | 0.64 | 0.125 | Minerallac | 2-1/2" Conduit Hanger w/Bolt | E
6 | GRC Fittings | 0.5 | 15% | 0.58 | 0.125 | Minerallac | 2-1/2" Conduit Hanger w/o Bolt | E
5-B | GRC Fittings | 0.51 | 15% | 0.59 | 0.075 | Minerallac | 2" Conduit Hanger w/Bolt | E
587 | GRC Fittings | 72.4 | 15% | 83.26 | 1.5625 | T & B | 6" Insulated Metal Bushing | E
586 | GRC Fittings | 47.62 | 15% | 54.76 | 1.1875 | T & B | 5" Insulated Metal Bushing | E
569M | GRC Fittings | 33.89 | 15% | 38.97 | 0.125 | Sepco | 6" Metal Conduit Penny | E
559M | GRC Fittings | 21.65 | 15% | 24.9 | 0.1125 | Sepco | 5" Metal Conduit Penny | E
545 | GRC Fittings | 0.47 | 15% | 0.54 | 0.0625 | Sepco | 2" Plastic Conduit Plug | E
544 | GRC Fittings | 0.28 | 15% | 0.32 | 0.0625 | Sepco | 1-1/2" Plastic Conduit Plug | E
543 | GRC Fittings | 0.21 | 15% | 0.24 | 0.0625 | Sepco | 1-1/4" Plastic Conduit Plug | E
542 | GRC Fittings | 0.19 | 15% | 0.22 | 0.05 | Sepco | 1" Plastic Conduit Plug | E
541 | GRC Fittings | 0.12 | 15% | 0.14 | 0.05 | Sepco | 3/4" Plastic Conduit Plug | E
540 | GRC Fittings | 0.1 | 15% | 0.12 | 0.05 | Sepco | 1/2" Plastic Conduit Plug | E
539M | GRC Fittings | 13.96 | 15% | 16.05 | 0.1125 | Sepco | 4" Metal Conduit Penny | E
538M | GRC Fittings | 11.57 | 15% | 13.31 | 0.0875 | Sepco | 3-1/2" Metal Conduit Penny | E
537M | GRC Fittings | 1.72 | 15% | 1.98 | 0.0875 | Sepco | 3" Metal Conduit Penny | E
536M | GRC Fittings | 6.92 | 15% | 7.96 | 0.0875 | Sepco | 2-1/2" Metal Conduit Penny | E
535M | GRC Fittings | 4.08 | 15% | 4.69 | 0.075 | Sepco | 2" Metal Conduit Penny | E
534M | GRC Fittings | 1.81 | 15% | 2.08 | 0.075 | Sepco | 1-1/2" Metal Conduit Penny | E
533M | GRC Fittings | 1.39 | 15% | 1.6 | 0.075 | Sepco | 1-1/4" Metal Conduit Penny | E
532M | GRC Fittings | 0.69 | 15% | 0.79 | 0.05 | Sepco | 1" Metal Conduit Penny | E
531M | GRC Fittings | 0.38 | 15% | 0.44 | 0.05 | Sepco | 3/4" Metal Conduit Penny | E
530M | GRC Fittings | 0.33 | 15% | 0.38 | 0.05 | Sepco | 1/2" Metal Conduit Penny | E
5 | GRC Fittings | 0.47 | 15% | 0.54 | 0.075 | Minerallac | 2" Conduit Hanger w/o Bolt | E
4-B | GRC Fittings | 0.34 | 15% | 0.39 | 0.075 | Minerallac | 1-1/2" Conduit Hanger w/Bolt | E
4-75 | GRC Fittings | 4.29 | 15% | 4.93 | 0.2125 | O-Z/Gedney | 3/4" 3 Piece Union | E
4-600 | GRC Fittings | 322.73 | 15% | 371.14 | 2 | O-Z/Gedney | 6" 3 Piece Union | E
4-500 | GRC Fittings | 242.2 | 15% | 278.53 | 1.75 | O-Z/Gedney | 5" 3 Piece Union | E
4-50 | GRC Fittings | 1.46 | 15% | 1.68 | 0.1875 | O-Z/Gedney | 1/2" 3 Piece Union | E
4-400 | GRC Fittings | 87.95 | 15% | 101.14 | 1.5 | O-Z/Gedney | 4" 3 Piece Union | E
4-350 | GRC Fittings | 46.03 | 15% | 52.93 | 1.125 | O-Z/Gedney | 3-1/2" 3 Piece Union | E
4-300 | GRC Fittings | 45.12 | 15% | 51.89 | 0.8125 | O-Z/Gedney | 3" 3 Piece Union | E
4-250 | GRC Fittings | 29.68 | 15% | 34.13 | 0.625 | O-Z/Gedney | 2-1/2" 3 Piece Union | E
4-200 | GRC Fittings | 16.3 | 15% | 18.75 | 0.5 | O-Z/Gedney | 2" 3 Piece Union | E
4-150 | GRC Fittings | 10.01 | 15% | 11.51 | 0.375 | O-Z/Gedney | 1-1/2" 3 Piece Union | E
4-125 | GRC Fittings | 7.96 | 15% | 9.15 | 0.3125 | O-Z/Gedney | 1-1/4" 3 Piece Union | E
4-100 | GRC Fittings | 2.31 | 15% | 2.66 | 0.275 | O-Z/Gedney | 1" 3 Piece Union | E
4 | GRC Fittings | 0.3 | 15% | 0.35 | 0.075 | Minerallac | 1-1/2" Conduit Hanger w/o Bolt | E
3-B | GRC Fittings | 0.27 | 15% | 0.31 | 0.075 | Minerallac | 1-1/4" Conduit Hanger w/Bolt | E
3881 | GRC Fittings | 50.59 | 15% | 58.18 | 1.75 | T & B | 6" Insulated Grounding Bushing | E
3880 | GRC Fittings | 34.15 | 15% | 39.27 | 1.5625 | T & B | 5" Insulated Grounding Bushing | E
3879 | GRC Fittings | 17.86 | 15% | 20.54 | 1.0625 | T & B | 4" Insulated Grounding Bushing | E
3878 | GRC Fittings | 11.08 | 15% | 12.74 | 0.9375 | T & B | 3-1/2" Insulated Grounding Bushing | E
3877 | GRC Fittings | 12.98 | 15% | 14.93 | 0.8125 | T & B | 3" Insulated Grounding Bushing | E
3876 | GRC Fittings | 9.9 | 15% | 11.39 | 0.6875 | T & B | 2-1/2" Insulated Grounding Bushing | E
3875 | GRC Fittings | 5.66 | 15% | 6.51 | 0.4375 | T & B | 2" Insulated Grounding Bushing | E
3874 | GRC Fittings | 4.9 | 15% | 5.64 | 0.375 | T & B | 1-1/2" Insulated Grounding Bushing | E
3873 | GRC Fittings | 4.12 | 15% | 4.74 | 0.3125 | T & B | 1-1/4" Insulated Grounding Bushing | E
3872 | GRC Fittings | 3.29 | 15% | 3.78 | 0.25 | T & B | 1" Insulated Grounding Bushing | E
3871-TB | GRC Fittings | 3.16 | 15% | 3.63 | 0.225 | T & B | 3/4" Insulated Grounding Bushing | E
3870-TB | GRC Fittings | 2.45 | 15% | 2.82 | 0.1875 | T & B | 1/2" Insulated Grounding Bushing | E
3662 | GRC Fittings | 110.96 | 15% | 127.6 | 0.3125 | T & B | 6" Grounding Wedge | E
3661 | GRC Fittings | 65.91 | 15% | 75.8 | 0.25 | T & B | 5" Grounding Wedge | E
3659 | GRC Fittings | 55.77 | 15% | 64.14 | 0.225 | T & B | 4" Grounding Wedge | E
3658 | GRC Fittings | 49.13 | 15% | 56.5 | 0.1875 | T & B | 3-1/2" Grounding Wedge | E
3657 | GRC Fittings | 26.48 | 15% | 30.45 | 0.15 | T & B | 3" Grounding Wedge | E
3656 | GRC Fittings | 21.1 | 15% | 24.27 | 0.125 | T & B | 2-1/2" Grounding Wedge | E
3655 | GRC Fittings | 10.44 | 15% | 12.01 | 0.1125 | T & B | 2" Grounding Wedge | E
3654 | GRC Fittings | 6.81 | 15% | 7.83 | 0.1 | T & B | 1-1/2" Grounding Wedge | E
3653 | GRC Fittings | 5.63 | 15% | 6.47 | 0.0875 | T & B | 1-1/4" Grounding Wedge | E
3652 | GRC Fittings | 4.86 | 15% | 5.59 | 0.075 | T & B | 1" Grounding Wedge | E
3651 | GRC Fittings | 4 | 15% | 4.6 | 0.0625 | T & B | 3/4" Grounding Wedge | E
3650 | GRC Fittings | 3.73 | 15% | 4.29 | 0.05 | T & B | 1/2" Grounding Wedge | E
31-600T | GRC Fittings | 654.32 | 15% | 752.47 | 1.5 | O-Z/Gedney | 6" GRC Ins Threadless Connector | E
31-600 | GRC Fittings | 412.78 | 15% | 474.7 | 1.5 | O-Z/Gedney | 6" GRC Threadless Connector | E
31-500T | GRC Fittings | 510.41 | 15% | 586.97 | 1.25 | O-Z/Gedney | 5" GRC Ins Threadless Connector | E
31-500 | GRC Fittings | 320.92 | 15% | 369.06 | 1.25 | O-Z/Gedney | 5" GRC Threadless Connector | E
31-400T | GRC Fittings | 284.57 | 15% | 327.26 | 1 | O-Z/Gedney | 4" GRC Ins Threadless Connector | E
31-400 | GRC Fittings | 171.96 | 15% | 197.75 | 1 | O-Z/Gedney | 4" GRC Threadless Connector | E
31-350T | GRC Fittings | 236.33 | 15% | 271.78 | 0.8125 | O-Z/Gedney | 3-1/2" GRC Ins Threadless Connector | E
31-350 | GRC Fittings | 146.8 | 15% | 168.82 | 0.8125 | O-Z/Gedney | 3-1/2" GRC Threadless Connector | E
31-300T | GRC Fittings | 200.38 | 15% | 230.44 | 0.625 | O-Z/Gedney | 3" GRC Ins Threadless Connector | E
31-300 | GRC Fittings | 107.56 | 15% | 123.69 | 0.625 | O-Z/Gedney | 3" GRC Threadless Connector | E
31-250T | GRC Fittings | 153.18 | 15% | 176.16 | 0.5 | O-Z/Gedney | 2-1/2" GRC Ins Threadless Connector | E
31-250 | GRC Fittings | 81.3 | 15% | 93.5 | 0.5 | O-Z/Gedney | 2-1/2" GRC Threadless Connector | E
31-200T | GRC Fittings | 22.88 | 15% | 26.31 | 0.3125 | O-Z/Gedney | 2" GRC Ins Threadless Connector | E
31-200 | GRC Fittings | 17.78 | 15% | 20.45 | 0.3125 | O-Z/Gedney | 2" GRC Threadless Connector | E
31-150T | GRC Fittings | 19.01 | 15% | 21.86 | 0.25 | O-Z/Gedney | 1-1/2" GRC Ins Threadless Connector | E
31-150 | GRC Fittings | 8.93 | 15% | 10.27 | 0.25 | O-Z/Gedney | 1-1/2" GRC Threadless Connector | E
31-125T | GRC Fittings | 13.71 | 15% | 15.77 | 0.1875 | O-Z/Gedney | 1-1/4" GRC Ins Threadless Connector | E
31-125 | GRC Fittings | 6.45 | 15% | 7.42 | 0.1875 | O-Z/Gedney | 1-1/4" GRC Threadless Connector | E
31-100T | GRC Fittings | 7.5 | 15% | 8.63 | 0.15 | O-Z/Gedney | 1" GRC Ins Threadless Connector | E
31-100 | GRC Fittings | 3.62 | 15% | 4.16 | 0.15 | O-Z/Gedney | 1" GRC Threadless Connector | E
31-075T | GRC Fittings | 5.15 | 15% | 5.92 | 0.125 | O-Z/Gedney | 3/4" GRC Ins Threadless Connector | E
31-075 | GRC Fittings | 2.54 | 15% | 2.92 | 0.125 | O-Z/Gedney | 3/4" GRC Threadless Connector | E
31-050T | GRC Fittings | 3.89 | 15% | 4.47 | 0.1 | O-Z/Gedney | 1/2" GRC Ins Threadless Connector | E
31-050 | GRC Fittings | 1.54 | 15% | 1.77 | 0.1 | O-Z/Gedney | 1/2" GRC Threadless Connector | E
30-600 | GRC Fittings | 308.43 | 15% | 354.69 | 1.5 | O-Z/Gedney | 6" GRC Threadless Coupling | E
30-500 | GRC Fittings | 242.83 | 15% | 279.25 | 1.25 | O-Z/Gedney | 5" GRC Threadless Coupling | E
30-400 | GRC Fittings | 153.16 | 15% | 176.13 | 1 | O-Z/Gedney | 4" GRC Threadless Coupling | E
30-350 | GRC Fittings | 155.5 | 15% | 178.83 | 0.8125 | O-Z/Gedney | 3-1/2" GRC Threadless Coupling | E
30-300 | GRC Fittings | 122.11 | 15% | 140.43 | 0.625 | O-Z/Gedney | 3" GRC Threadless Coupling | E
30-250 | GRC Fittings | 90.84 | 15% | 104.47 | 0.5 | O-Z/Gedney | 2-1/2" GRC Threadless Coupling | E
30-200 | GRC Fittings | 38.09 | 15% | 43.8 | 0.3125 | O-Z/Gedney | 2" GRC Threadless Coupling | E
30-150 | GRC Fittings | 17.08 | 15% | 19.64 | 0.25 | O-Z/Gedney | 1-1/2" GRC Threadless Coupling | E
30-125 | GRC Fittings | 13.73 | 15% | 15.79 | 0.1875 | O-Z/Gedney | 1-1/4" GRC Threadless Coupling | E
30-100 | GRC Fittings | 8.61 | 15% | 9.9 | 0.15 | O-Z/Gedney | 1" GRC Threadless Coupling | E
30-075 | GRC Fittings | 4.79 | 15% | 5.51 | 0.125 | O-Z/Gedney | 3/4" GRC Threadless Coupling | E
30-050 | GRC Fittings | 3.46 | 15% | 3.98 | 0.1 | O-Z/Gedney | 1/2" GRC Threadless Coupling | E
3 | GRC Fittings | 0.24 | 15% | 0.28 | 0.075 | Minerallac | 1-1/4" Conduit Hanger w/o Bolt | E
2-B | GRC Fittings | 0.23 | 15% | 0.26 | 0.05 | Minerallac | 1" Conduit Hanger w/Bolt | E
29-600 | GRC Fittings | 271.19 | 15% | 311.87 | 0.5 | O-Z/Gedney | 6" GRC Set Screw Coupling | E
29-500 | GRC Fittings | 209.08 | 15% | 240.44 | 0.4375 | O-Z/Gedney | 5" GRC Set Screw Coupling | E
29-400 | GRC Fittings | 129.23 | 15% | 148.61 | 0.3125 | O-Z/Gedney | 4" GRC Set Screw Coupling | E
29-350 | GRC Fittings | 99.11 | 15% | 113.98 | 0.2875 | O-Z/Gedney | 3-1/2" GRC Set Screw Coupling | E
29-300 | GRC Fittings | 69.39 | 15% | 79.8 | 0.25 | O-Z/Gedney | 3" GRC Set Screw Coupling | E
29-250 | GRC Fittings | 58.44 | 15% | 67.21 | 0.1875 | O-Z/Gedney | 2-1/2" GRC Set Screw Coupling | E
29-200 | GRC Fittings | 19.24 | 15% | 22.13 | 0.15 | O-Z/Gedney | 2" GRC Set Screw Coupling | E
29-150 | GRC Fittings | 11.18 | 15% | 12.86 | 0.125 | O-Z/Gedney | 1-1/2" GRC Set Screw Coupling | E
29-125 | GRC Fittings | 8.66 | 15% | 9.96 | 0.1 | O-Z/Gedney | 1-1/4" GRC Set Screw Coupling | E
29-100 | GRC Fittings | 5.6 | 15% | 6.44 | 0.075 | O-Z/Gedney | 1" GRC Set Screw Coupling | E
29-075 | GRC Fittings | 3.41 | 15% | 3.92 | 0.0625 | O-Z/Gedney | 3/4" GRC Set Screw Coupling | E
29-050 | GRC Fittings | 2.69 | 15% | 3.09 | 0.05 | O-Z/Gedney | 1/2" GRC Set Screw Coupling | E
28-600T | GRC Fittings | 348.76 | 15% | 401.07 | 1.5 | O-Z/Gedney | 6" Insul GRC Set Screw Conn | E
28-600 | GRC Fittings | 268.08 | 15% | 308.29 | 0.8125 | O-Z/Gedney | 6" GRC Set Screw Connector | E
28-500T | GRC Fittings | 269.79 | 15% | 310.26 | 1.25 | O-Z/Gedney | 5" Insul GRC Set Screw Conn | E
28-500 | GRC Fittings | 207.63 | 15% | 238.77 | 0.625 | O-Z/Gedney | 5" GRC Set Screw Connector | E
28-400T | GRC Fittings | 138.05 | 15% | 158.76 | 1 | O-Z/Gedney | 4" Insul GRC Set Screw Conn | E
28-400 | GRC Fittings | 116.88 | 15% | 134.41 | 0.5 | O-Z/Gedney | 4" GRC Set Screw Connector | E
28-350T | GRC Fittings | 104.73 | 15% | 120.44 | 0.8125 | O-Z/Gedney | 3-1/2" Insul GRC Set Screw Conn | E
28-350 | GRC Fittings | 93.34 | 15% | 107.34 | 0.375 | O-Z/Gedney | 3-1/2" GRC Set Screw Connector | E
28-300T | GRC Fittings | 74.53 | 15% | 85.71 | 0.625 | O-Z/Gedney | 3" Insul GRC Set Screw Conn | E
28-300 | GRC Fittings | 65.26 | 15% | 75.05 | 0.3125 | O-Z/Gedney | 3" GRC Set Screw Connector | E
28-250T | GRC Fittings | 56.33 | 15% | 64.78 | 0.5 | O-Z/Gedney | 2-1/2" Insul GRC Set Screw Conn | E
28-250 | GRC Fittings | 50.3 | 15% | 57.85 | 0.25 | O-Z/Gedney | 2-1/2" GRC Set Screw Connector | E
28-200T | GRC Fittings | 21.25 | 15% | 24.44 | 0.3125 | O-Z/Gedney | 2" Insul GRC Set Screw Conn | E
28-200 | GRC Fittings | 17.85 | 15% | 20.53 | 0.1875 | O-Z/Gedney | 2" GRC Set Screw Connector | E
28-150T | GRC Fittings | 10.67 | 15% | 12.27 | 0.25 | O-Z/Gedney | 1-1/2" Insul GRC Set Screw Conn | E
28-150 | GRC Fittings | 8.96 | 15% | 10.3 | 0.15 | O-Z/Gedney | 1-1/2" GRC Set Screw Connector | E
28-125T | GRC Fittings | 7.44 | 15% | 8.56 | 0.1875 | O-Z/Gedney | 1-1/4" Insul GRC Set Screw Conn | E
28-125 | GRC Fittings | 6.25 | 15% | 7.19 | 0.125 | O-Z/Gedney | 1-1/4" GRC Set Screw Connector | E
28-100T | GRC Fittings | 4.58 | 15% | 5.27 | 0.15 | O-Z/Gedney | 1" Insul GRC Set Screw Conn | E
28-100 | GRC Fittings | 3.96 | 15% | 4.55 | 0.1 | O-Z/Gedney | 1" GRC Set Screw Connector | E
28-075T | GRC Fittings | 3.08 | 15% | 3.54 | 0.125 | O-Z/Gedney | 3/4" Insul GRC Set Screw Conn | E
28-075 | GRC Fittings | 2.51 | 15% | 2.89 | 0.0875 | O-Z/Gedney | 3/4" GRC Set Screw Connector | E
28-050T | GRC Fittings | 2.02 | 15% | 2.32 | 0.1 | O-Z/Gedney | 1/2" Insul GRC Set Screw Conn | E
28-050 | GRC Fittings | 1.76 | 15% | 2.02 | 0.075 | O-Z/Gedney | 1/2" GRC Set Screw Connector | E
234 | GRC Fittings | 8.33 | 15% | 9.58 | 1.5625 | T & B | 6" Plastic Bushing | E
233 | GRC Fittings | 6.09 | 15% | 7 | 1.1875 | T & B | 5" Plastic Bushing | E
231 | GRC Fittings | 1.33 | 15% | 1.53 | 0.9375 | T & B | 4" Plastic Bushing | E
230-TB | GRC Fittings | 1.15 | 15% | 1.32 | 0.8125 | T & B | 3-1/2" Plastic Bushing | E
229-TB | GRC Fittings | 0.84 | 15% | 0.97 | 0.6875 | T & B | 3" Plastic Bushing | E
228-TB | GRC Fittings | 0.89 | 15% | 1.02 | 0.5 | T & B | 2-1/2" Plastic Bushing | E
227 | GRC Fittings | 0.45 | 15% | 0.52 | 0.3125 | T & B | 2" Plastic Bushing | E
226 | GRC Fittings | 0.25 | 15% | 0.29 | 0.25 | T & B | 1-1/2" Plastic Bushing | E
225-TB | GRC Fittings | 0.15 | 15% | 0.17 | 0.225 | T & B | 1-1/4" Plastic Bushing | E
224 | GRC Fittings | 0.14 | 15% | 0.16 | 0.1875 | T & B | 1" Plastic Bushing | E
223-TB | GRC Fittings | 0.09 | 15% | 0.1 | 0.15 | T & B | 3/4" Plastic Bushing | E
222-TB | GRC Fittings | 0.07 | 15% | 0.08 | 0.125 | T & B | 1/2" Plastic Bushing | E
2 | GRC Fittings | 0.2 | 15% | 0.23 | 0.05 | Minerallac | 1" Conduit Hanger w/o Bolt | E
1-B | GRC Fittings | 0.21 | 15% | 0.24 | 0.05 | Minerallac | 3/4" Conduit Hanger w/Bolt | E
1954 | GRC Fittings | 290.51 | 15% | 334.09 | 0.3125 | T & B | 6" Insulated Chase Nipple | E
1951 | GRC Fittings | 61.77 | 15% | 71.04 | 0.225 | T & B | 4" Insulated Chase Nipple | E
1950 | GRC Fittings | 41.28 | 15% | 47.47 | 0.1875 | T & B | 3-1/2" Insulated Chase Nipple | E
1949 | GRC Fittings | 29.12 | 15% | 33.49 | 0.15 | T & B | 3" Insulated Chase Nipple | E
1948 | GRC Fittings | 26.85 | 15% | 30.88 | 0.125 | T & B | 2-1/2" Insulated Chase Nipple | E
1947 | GRC Fittings | 11.89 | 15% | 13.67 | 0.1125 | T & B | 2" Insulated Chase Nipple | E
1946 | GRC Fittings | 6.75 | 15% | 7.76 | 0.1 | T & B | 1-1/2" Insulated Chase Nipple | E
1945 | GRC Fittings | 5.18 | 15% | 5.96 | 0.0875 | T & B | 1-1/4" Insulated Chase Nipple | E
1944 | GRC Fittings | 2.7 | 15% | 3.11 | 0.075 | T & B | 1" Insulated Chase Nipple | E
1943 | GRC Fittings | 1.84 | 15% | 2.12 | 0.0625 | T & B | 3/4"Insulated Chase Nipple | E
1942 | GRC Fittings | 1.55 | 15% | 1.78 | 0.05 | T & B | 1/2" Insulated Chase Nipple | E
1676 | GRC Fittings | 18.04 | 15% | 20.75 | 0.225 | Raco | 4" Cast Chase Nipple | E
1674 | GRC Fittings | 13.69 | 15% | 15.74 | 0.1875 | Raco | 3-1/2" Cast Chase Nipple | E
1672 | GRC Fittings | 7.74 | 15% | 8.9 | 0.15 | Raco | 3" Cast Chase Nipple | E
1670 | GRC Fittings | 5.66 | 15% | 6.51 | 0.125 | Raco | 2-1/2" Cast Chase Nipple | E
1668 | GRC Fittings | 3.41 | 15% | 3.92 | 0.1125 | Raco | 2" Cast Chase Nipple | E
1666 | GRC Fittings | 2.03 | 15% | 2.33 | 0.1 | Raco | 1-1/2" Cast Chase Nipple | E
1665 | GRC Fittings | 1.51 | 15% | 1.74 | 0.0875 | Raco | 1-1/4" Cast Chase Nipple | E
1664 | GRC Fittings | 0.87 | 15% | 1 | 0.075 | Raco | 1" Cast Chase Nipple | E
1663 | GRC Fittings | 0.5 | 15% | 0.58 | 0.0625 | Raco | 3/4" Cast Chase Nipple | E
1662 | GRC Fittings | 0.28 | 15% | 0.32 | 0.05 | Raco | 1/2" Cast Chase Nipple | E
1458 | GRC Fittings | 5.65 | 15% | 6.5 | 0.1125 | Raco | 2" Cast Offset Nipple | E
1456 | GRC Fittings | 3.57 | 15% | 4.11 | 0.1 | Raco | 1-1/2" Cast Offset Nipple | E
1455 | GRC Fittings | 2.78 | 15% | 3.2 | 0.0875 | Raco | 1-1/4" Cast Offset Nipple | E
1454 | GRC Fittings | 1.98 | 15% | 2.28 | 0.075 | Raco | 1" Cast Offset Nipple | E
1453 | GRC Fittings | 1.65 | 15% | 1.9 | 0.0625 | Raco | 3/4" Cast Offset Nipple | E
1452 | GRC Fittings | 1.16 | 15% | 1.33 | 0.05 | Raco | 1/2" Cast Offset Nipple | E
134-TB | GRC Fittings | 31.07 | 15% | 35.73 | 1.5625 | T & B | 6" Metal Bushing | E
133-TB | GRC Fittings | 17.66 | 15% | 20.31 | 1.1875 | T & B | 5" Metal Bushing | E
132-S | GRC Fittings | 34.2 | 15% | 39.33 | 0.1875 | Bridgeport | 6" Grounding Locknut | E
131-TB | GRC Fittings | 13.52 | 15% | 15.55 | 0.9375 | T & B | 4" Metal Bushing | E
131-S | GRC Fittings | 21.15 | 15% | 24.32 | 0.15 | Bridgeport | 5" Grounding Locknut | E
130-TB | GRC Fittings | 11.02 | 15% | 12.67 | 0.8125 | T & B | 3-1/2" Metal Bushing | E
129 | GRC Fittings | 5.41 | 15% | 6.22 | 0.6875 | T & B | 3" Metal Bushing | E
128 | GRC Fittings | 4.33 | 15% | 4.98 | 0.5 | T & B | 2-1/2" Metal Bushing | E
127 | GRC Fittings | 1.99 | 15% | 2.29 | 0.3125 | T & B | 2" Metal Bushing | E
1260 | GRC Fittings | 72 | 15% | 82.8 | 2.375 | Bridgeport | 4" Clamp Type Entrance Cap | E
126 | GRC Fittings | 1.21 | 15% | 1.39 | 0.25 | T & B | 1-1/2" Metal Bushing | E
125-TB | GRC Fittings | 0.73 | 15% | 0.84 | 0.225 | T & B | 1-1/4" Metal Bushing | E
1259 | GRC Fittings | 70.14 | 15% | 80.66 | 1.375 | Bridgeport | 3-1/2" Clamp Type Entrance Cap | E
1258 | GRC Fittings | 57.13 | 15% | 65.7 | 1.125 | Bridgeport | 3" Clamp Type Entrance Cap | E
1257 | GRC Fittings | 29.64 | 15% | 34.09 | 0.9375 | Bridgeport | 2-1/2" Clamp Type Entrance Cap | E
1256 | GRC Fittings | 8.95 | 15% | 10.29 | 0.75 | Bridgeport | 2" Clamp Type Entrance Cap | E
1255 | GRC Fittings | 7.42 | 15% | 8.53 | 0.625 | Bridgeport | 1-1/2" Clamp Type Entrance Cap | E
1254 | GRC Fittings | 5.06 | 15% | 5.82 | 0.5 | Bridgeport | 1-1/4" Clamp Type Entrance Cap | E
1253 | GRC Fittings | 4.48 | 15% | 5.15 | 0.4375 | Bridgeport | 1" Clamp Type Entrance Cap | E
1252 | GRC Fittings | 3.79 | 15% | 4.36 | 0.375 | Bridgeport | 3/4" Clamp Type Entrance Cap | E
1251 | GRC Fittings | 3.25 | 15% | 3.74 | 0.3125 | Bridgeport | 1/2" Clamp Type Entrance Cap | E
1247 | GRC Fittings | 29.63 | 15% | 34.07 | 0.1875 | T & B | 1-1/4" - 1-1/2" Male Enlarger | E
1246 | GRC Fittings | 5.51 | 15% | 6.34 | 0.1 | T & B | 3/4" - 1" Male Enlarger | E
1245 | GRC Fittings | 2.9 | 15% | 3.34 | 0.0625 | T & B | 1/2" - 3/4" Male Enlarger | E
1244 | GRC Fittings | 13.29 | 15% | 15.28 | 0.125 | T & B | 1" - 1-1/4" Male Enlarger | E
124 | GRC Fittings | 0.55 | 15% | 0.63 | 0.1875 | T & B | 1" Metal Bushing | E
1231 | GRC Fittings | 26.83 | 15% | 30.85 | 0.9375 | T & B | 4" Insulated Metal Bushing | E
1230 | GRC Fittings | 15.18 | 15% | 17.46 | 0.8125 | T & B | 3-1/2" Insulated Metal Bushing | E
123 | GRC Fittings | 0.3 | 15% | 0.35 | 0.15 | T & B | 3/4" Metal Bushing | E
1229 | GRC Fittings | 12.28 | 15% | 14.12 | 0.6875 | T & B | 3" Insulated Metal Bushing | E
1228 | GRC Fittings | 9.28 | 15% | 10.67 | 0.5 | T & B | 2-1/2" Insulated Metal Bushing | E
1227 | GRC Fittings | 4.63 | 15% | 5.32 | 0.3125 | T & B | 2" Insulated Metal Bushing | E
1226 | GRC Fittings | 4.21 | 15% | 4.84 | 0.25 | T & B | 1-1/2" Insulated Metal Bushing | E
1225 | GRC Fittings | 2.45 | 15% | 2.82 | 0.225 | T & B | 1-1/4" Insulated Metal Bushing | E
1224 | GRC Fittings | 1.52 | 15% | 1.75 | 0.1875 | T & B | 1" Insulated Metal Bushing | E
1223 | GRC Fittings | 1.14 | 15% | 1.31 | 0.15 | T & B | 3/4" Insulated Metal Bushing | E
1222 | GRC Fittings | 0.82 | 15% | 0.94 | 0.125 | T & B | 1/2" Insulated Metal Bushing | E
122 | GRC Fittings | 0.24 | 15% | 0.28 | 0.125 | T & B | 1/2" Metal Bushing | E
1211 | GRC Fittings | 199.38 | 15% | 229.29 | 3.4375 | Bridgeport | 5" Threaded Entrance Cap | E
1210 | GRC Fittings | 88.52 | 15% | 101.8 | 2.5 | Bridgeport | 4" Threaded Entrance Cap | E
1209 | GRC Fittings | 83.54 | 15% | 96.07 | 1.75 | Bridgeport | 3-1/2" Threaded Entrance Cap | E
1208 | GRC Fittings | 58.92 | 15% | 67.76 | 1.25 | Bridgeport | 3" Threaded Entrance Cap | E
1207 | GRC Fittings | 36.16 | 15% | 41.58 | 1.0625 | Bridgeport | 2-1/2" Threaded Entrance Cap | E
1206 | GRC Fittings | 16.11 | 15% | 18.53 | 0.9375 | Bridgeport | 2" Threaded Entrance Cap | E
1205 | GRC Fittings | 10.57 | 15% | 12.16 | 0.8125 | Bridgeport | 1-1/2" Threaded Entrance Cap | E
1204 | GRC Fittings | 5.82 | 15% | 6.69 | 0.75 | Bridgeport | 1-1/4" Threaded Entrance Cap | E
1203 | GRC Fittings | 5.55 | 15% | 6.38 | 0.5625 | Bridgeport | 1" Threaded Entrance Cap | E
1202 | GRC Fittings | 4.45 | 15% | 5.12 | 0.5 | Bridgeport | 3/4" Threaded Entrance Cap | E
1201 | GRC Fittings | 3.73 | 15% | 4.29 | 0.4375 | Bridgeport | 1/2" Threaded Entrance Cap | E
1 | GRC Fittings | 0.18 | 15% | 0.21 | 0.05 | Minerallac | 3/4" Conduit Hanger w/o Bolt | E
0-B | GRC Fittings | 0.19 | 15% | 0.22 | 0.05 | Minerallac | 1/2" Conduit Hanger w/Bolt | E
98002000070 | Intermediate Metal Conduit | 59.57 | 15% | 68.51 | 1.25 | Conduit Fittings | 4" IMC Elbow | E
98002000069 | Intermediate Metal Conduit | 48.86 | 15% | 56.19 | 1.125 | Conduit Fittings | 3-1/2" IMC Elbow | E
98002000068 | Intermediate Metal Conduit | 32.92 | 15% | 37.86 | 0.9375 | Conduit Fittings | 3" IMC Elbow | E
98002000067 | Intermediate Metal Conduit | 22.68 | 15% | 26.08 | 0.6875 | Conduit Fittings | 2-1/2" IMC Elbow | E
98002000066 | Intermediate Metal Conduit | 15.59 | 15% | 17.93 | 0.5625 | Conduit Fittings | 2" IMC Elbow | E
98002000065 | Intermediate Metal Conduit | 9.17 | 15% | 10.55 | 0.5 | Conduit Fittings | 1-1/2" IMC Elbow | E
98002000064 | Intermediate Metal Conduit | 7.53 | 15% | 8.66 | 0.4375 | Conduit Fittings | 1-1/4" IMC Elbow | E
98002000063 | Intermediate Metal Conduit | 5.39 | 15% | 6.2 | 0.375 | Conduit Fittings | 1" IMC Elbow | E
98002000062 | Intermediate Metal Conduit | 3.45 | 15% | 3.97 | 0.3125 | Conduit Fittings | 3/4" IMC Elbow | E
98002000061 | Intermediate Metal Conduit | 3.26 | 15% | 3.75 | 0.25 | Conduit Fittings | 1/2" IMC Elbow | E
98002000040 | Intermediate Metal Conduit | 16.05 | 15% | 18.46 | 0.1625 | Conduit Fittings | 4" IMC Coupling | E
98002000039 | Intermediate Metal Conduit | 15.99 | 15% | 18.39 | 0.15 | Conduit Fittings | 3-1/2" IMC Coupling | E
98002000038 | Intermediate Metal Conduit | 11.92 | 15% | 13.71 | 0.1375 | Conduit Fittings | 3" IMC Coupling | E
98002000037 | Intermediate Metal Conduit | 9.2 | 15% | 10.58 | 0.125 | Conduit Fittings | 2-1/2" IMC Coupling | E
98002000036 | Intermediate Metal Conduit | 3.72 | 15% | 4.28 | 0.1125 | Conduit Fittings | 2" IMC Coupling | E
98002000035 | Intermediate Metal Conduit | 2.82 | 15% | 3.24 | 0.1 | Conduit Fittings | 1-1/2" IMC Coupling | E
98002000034 | Intermediate Metal Conduit | 2.23 | 15% | 2.56 | 0.0875 | Conduit Fittings | 1-1/4" IMC Coupling | E
98002000033 | Intermediate Metal Conduit | 1.79 | 15% | 2.06 | 0.075 | Conduit Fittings | 1" IMC Coupling | E
98002000032 | Intermediate Metal Conduit | 1.2 | 15% | 1.38 | 0.0625 | Conduit Fittings | 3/4" IMC Coupling | E
98002000031 | Intermediate Metal Conduit | 0.99 | 15% | 1.14 | 0.05 | Conduit Fittings | 1/2" IMC Coupling | E
98001000010 | Intermediate Metal Conduit | 15.31 | 15% | 17.61 | 0.1875 | Conduit | 4" Intermediate Metal Conduit | C
98001000009 | Intermediate Metal Conduit | 13.62 | 15% | 15.66 | 0.175 | Conduit | 3-1/2" Intermediate Metal Conduit | C
98001000008 | Intermediate Metal Conduit | 11.59 | 15% | 13.33 | 0.15 | Conduit | 3" Intermediate Metal Conduit | C
98001000007 | Intermediate Metal Conduit | 8.86 | 15% | 10.19 | 0.125 | Conduit | 2-1/2" Intermediate Metal Conduit | C
98001000006 | Intermediate Metal Conduit | 4.47 | 15% | 5.14 | 0.0875 | Conduit | 2" Intermediate Metal Conduit | C
98001000005 | Intermediate Metal Conduit | 3.57 | 15% | 4.11 | 0.075 | Conduit | 1-1/2" Intermediate Metal Conduit | C
98001000004 | Intermediate Metal Conduit | 2.87 | 15% | 3.3 | 0.0625 | Conduit | 1-1/4" Intermediate Metal Conduit | C
98001000003 | Intermediate Metal Conduit | 2.04 | 15% | 2.35 | 0.05 | Conduit | 1" Intermediate Metal Conduit | C
98001000002 | Intermediate Metal Conduit | 1.33 | 15% | 1.53 | 0.0375 | Conduit | 3/4" Intermediate Metal Conduit | C
98001000001 | Intermediate Metal Conduit | 1.13 | 15% | 1.3 | 0.025 | Conduit | 1/2" Intermediate Metal Conduit | C
SP40SWWU6 | Lamps | 5.73 | 15% | 6.59 | 0.05 | GE Lamps | SP40/SWW/U/6 U-Lamp | E
SP40SPX35U6 | Lamps | 6.77 | 15% | 7.79 | 0.05 | GE Lamps | SP40/SPX35/U/6 U-Lamp | E
SP40SPX35U3 | Lamps | 7.5 | 15% | 8.63 | 0.05 | GE Lamps | SP40/SPX35/U/3 U-Lamp | E
SP40SPX30U6 | Lamps | 6.77 | 15% | 7.79 | 0.05 | GE Lamps | SP40/SPX30/U/6 U-Lamp | E
SP40SPX30U3 | Lamps | 7.5 | 15% | 8.63 | 0.05 | GE Lamps | SP40/SPX30/U/3 U-Lamp | E
SP40SP41U6 | Lamps | 5.42 | 15% | 6.23 | 0.05 | GE Lamps | SP40/SP41/U/6 U-Lamp | E
SP40SP41U3 | Lamps | 6.01 | 15% | 6.91 | 0.05 | GE Lamps | SP40/SP41/U/3 U-Lamp | E
SP40SP35U6UPC | Lamps | 6.1 | 15% | 7.02 | 0.05 | GE Lamps | SP40/SP35/U/6/UPC U-Lamp | E
SP40SP35U6 | Lamps | 5.42 | 15% | 6.23 | 0.05 | GE Lamps | SP40/SP35/U/6 U-Lamp | E
SP40SP35U3 | Lamps | 6.01 | 15% | 6.91 | 0.05 | GE Lamps | SP40/SP35/U/3 U-Lamp | E
SP40SP30U6 | Lamps | 5.42 | 15% | 6.23 | 0.05 | GE Lamps | SP40/SP30/U/6 U-Lamp | E
SP40SP30U3 | Lamps | 6.01 | 15% | 6.91 | 0.05 | GE Lamps | SP40/SP30/U/3 U-Lamp | E
SP40SCWU6 | Lamps | 5.73 | 15% | 6.59 | 0.05 | GE Lamps | SP40/SCW/U/6 U-Lamp | E
SP40SCWU3 | Lamps | 5.73 | 15% | 6.59 | 0.05 | GE Lamps | SP40/SCW/U/3 U-Lamp | E
SP35WWU6WM | Lamps | 6.58 | 15% | 7.57 | 0.05 | GE Lamps | SP35/WW/U/6/WM U-Lamp | E
SP35WWU3WM | Lamps | 7.3 | 15% | 8.4 | 0.05 | GE Lamps | SP35/WW/U/3/WM U-Lamp | E
SP35CWU6WMECO | Lamps | 7.3 | 15% | 8.4 | 0.05 | GE Lamps | SP35/CW/U/6/WM/ECO U-Lamp | E
SP35CWU6WMC | Lamps | 7.3 | 15% | 8.4 | 0.05 | GE Lamps | SP35/CW/U/6/WM/C U-Lamp | E
SP35CWU6WM UPC | Lamps | 7.35 | 15% | 8.45 | 0.05 | GE Lamps | SP35/CW/U/6/WM UPC U-Lamp | E
SP35CWU6WM | Lamps | 6.58 | 15% | 7.57 | 0.05 | GE Lamps | SP35/CW/U/6/WM U-Lamp | E
SP35CWU3WM | Lamps | 7.3 | 15% | 8.4 | 0.05 | GE Lamps | SP35/CW/U/3/WM U-Lamp | E
SOX90 | Lamps | 0.02 | 15% | 0.02 | 0.0001 | GE Lamps | 90W Clear LPS Lamp | E
SOX55 | Lamps | 0.01 | 15% | 0.01 | 0.0001 | GE Lamps | 55W Clear LPS Lamp | E
SOX35 | Lamps | 0.01 | 15% | 0.01 | 0.0001 | GE Lamps | 35W Clear LPS Lamp | E
SOX18 | Lamps | 0.01 | 15% | 0.01 | 0.0001 | GE Lamps | 18W Clear LPS Lamp | E
SOX135 | Lamps | 0.02 | 15% | 0.02 | 0.0001 | GE Lamps | 135W Clear LPS Lamp | E
QH5MT31CLHT | Lamps | 0.05 | 15% | 0.06 | 0.0001 | GE Lamps | 5000W 625V Clear Quartz Heat Lamp | E
QH500T3CL | Lamps | 0.01 | 15% | 0.01 | 0.0001 | GE Lamps | 500W 125V Clear Quartz Heat Lamp | E
QH500T37 (RSC) | Lamps | 0.02 | 15% | 0.02 | 0.0001 | GE Lamps | 500W 125V Quartz Infrd Heat Lamp | E
QH375T3 (LEADS) | Lamps | 0.01 | 15% | 0.01 | 0.0001 | GE Lamps | 375W 125V Quartz Infrd Heat Lamp | E
QH3650T35(LEAD) | Lamps | 0.04 | 15% | 0.05 | 0.0001 | GE Lamps | 3650W 500V Quartz Infrd Heat Lamp | E
QH300T3 (LEADS) | Lamps | 0.01 | 15% | 0.01 | 0.0001 | GE Lamps | 300W 125V Quartz Infrd Heat Lamp | E
QH2MT31CLHT | Lamps | 0.04 | 15% | 0.05 | 0.0001 | GE Lamps | 2000W 250V Clear Quartz Heat Lamp | E
QH2500T3CL | Lamps | 0.05 | 15% | 0.06 | 0.0001 | GE Lamps | 2500W 500V Clear Quartz Heat Lamp | E
QH1600T3CL | Lamps | 0.04 | 15% | 0.05 | 0.0001 | GE Lamps | 1600W 250V Clear Quartz Heat Lamp | E
QH1600T37(RSC) | Lamps | 0.02 | 15% | 0.02 | 0.0001 | GE Lamps | 1600W 220V Quartz Infrd Heat Lamp | E
QH1000T3CLHT | Lamps | 0.02 | 15% | 0.02 | 0.0001 | GE Lamps | 1000W 250V Clear Quartz Heat Lamp | E
QH1000T3CL | Lamps | 0.01 | 15% | 0.01 | 0.0001 | GE Lamps | 1000W 250V Clear Quartz Heat Lamp | E
QH1000T3(LEADS) | Lamps | 0.01 | 15% | 0.01 | 0.0001 | GE Lamps | 1000W 220V Quartz Infrd Heat Lamp | E
Q500T3CL-FCL | Lamps | 0.01 | 15% | 0.01 | 0.0001 | GE Lamps | 500W 120V Clear Tublr Quartz Lamp | E
Q500PAR56WFL | Lamps | 0.02 | 15% | 0.02 | 0.0001 | GE Lamps | 500W Halogen Wide Flood Lamp | E
Q500PAR56NSP | Lamps | 0.02 | 15% | 0.02 | 0.0001 | GE Lamps | 500W Halogen Narrow Spot Lamp | E
Q500PAR56MFL | Lamps | 0.02 | 15% | 0.02 | 0.0001 | GE Lamps | 500W Halogen Medium Flood Lamp | E
Q500DC | Lamps | 0.03 | 15% | 0.03 | 0.0001 | GE Lamps | 500W 120V Frosted Quartz Lamp | E
Q400T4CL-EHR | Lamps | 0.01 | 15% | 0.01 | 0.0001 | GE Lamps | 400W 120V Clear Tublr Quartz Lamp | E
Q400MC | Lamps | 0.03 | 15% | 0.03 | 0.0001 | GE Lamps | 400W 120V Frosted Quartz Lamp | E
Q400CLMC | Lamps | 0.03 | 15% | 0.03 | 0.0001 | GE Lamps | 400W 120V Clear Tublr Quartz Lamp | E
Q300T4CL-EHP | Lamps | 0.01 | 15% | 0.01 | 0.0001 | GE Lamps | 300W 120V Clear Tublr Quartz Lamp | E
Q300T3-EHZ | Lamps | 0.01 | 15% | 0.01 | 0.0001 | GE Lamps | 300W 120V Frosted Quartz Lamp | E
Q300T3CL-EHM | Lamps | 0.01 | 15% | 0.01 | 0.0001 | GE Lamps | 300W 120V Clear Tublr Quartz Lamp | E
Q250MC-ESM | Lamps | 0.03 | 15% | 0.03 | 0.0001 | GE Lamps | 250W 120V Frosted Quartz Lamp | E
Q250DC-ETB | Lamps | 0.03 | 15% | 0.03 | 0.0001 | GE Lamps | 250W 120V Frosted Quartz Lamp | E
Q250CLMC-EHT | Lamps | 0.02 | 15% | 0.02 | 0.0001 | GE Lamps | 250W 120V Clear Tublr Quartz Lamp | E
Q250CLDC-ESS | Lamps | 0.02 | 15% | 0.02 | 0.0001 | GE Lamps | 250W 120V Clear Tublr Quartz Lamp | E
Q200T3CL | Lamps | 0.01 | 15% | 0.01 | 0.0001 | GE Lamps | 200W 120V Clear Tublr Quartz Lamp | E
Q150DC-ETF | Lamps | 0.02 | 15% | 0.02 | 0.0001 | GE Lamps | 150W 120V Frosted Quartz Lamp | E
Q150CLMC-ETG | Lamps | 0.02 | 15% | 0.02 | 0.0001 | GE Lamps | 150W 120V Clear Tublr Quartz Lamp | E
Q150CLDC-ETC | Lamps | 0.02 | 15% | 0.02 | 0.0001 | GE Lamps | 150W 120V Clear Tublr Quartz Lamp | E
Q150CLDC2V-ES | Lamps | 0.03 | 15% | 0.03 | 0.0001 | GE Lamps | 150W 120V Clear Tublr Quartz Lamp | E
Q1500T3CL6 | Lamps | 0.01 | 15% | 0.01 | 0.0001 | GE Lamps | 1500W 240V Clear Tublr Quartz Lamp | E
Q1500T3CL | Lamps | 0.03 | 15% | 0.03 | 0.0001 | GE Lamps | 1500W 208V Clear Tublr Quartz Lamp | E
Q100DC2V-ETD | Lamps | 0.01 | 15% | 0.01 | 0.0001 | GE Lamps | 100W 120V Frosted Quartz Lamp | E
Q100CLMC2V-ES | Lamps | 0.03 | 15% | 0.03 | 0.0001 | GE Lamps | 100W 120V Clear Tublr Quartz Lamp | E
Q100CLDC2V-ES | Lamps | 0.03 | 15% | 0.03 | 0.0001 | GE Lamps | 100W 120V Clear Tublr Quartz Lamp | E
Q1000T6CL-DWT | Lamps | 0.02 | 15% | 0.02 | 0.0001 | GE Lamps | 1000W 120V Clear Tublr Quartz Lamp | E
Q1000T3CL | Lamps | 0.01 | 15% | 0.01 | 0.0001 | GE Lamps | 1000W 220V Clear Tublr Quartz Lamp | E
Q1000PAR64MFL | Lamps | 0.04 | 15% | 0.05 | 0.0001 | GE Lamps | 1000W Halogen Medium Flood Lamp | E
Q1000PAR64WFL | Lamps | 0.04 | 15% | 0.05 | 0.0001 | GE Lamps | 1000W Halogen Wide Flood Lamp | E
Q1000PAR64NSP | Lamps | 0.04 | 15% | 0.05 | 0.0001 | GE Lamps | 1000W Halogen Narrow Spot Lamp | E
MVR400U | Lamps | 0.02 | 15% | 0.02 | 0.0001 | GE Lamps | 400W Clear Metal Halide Lamp | E
MVR400CU | Lamps | 0.02 | 15% | 0.02 | 0.0001 | GE Lamps | 400W Phosphor Ctd Mtl Halide Lamp | E
MVR250U | Lamps | 0.02 | 15% | 0.02 | 0.0001 | GE Lamps | 250W Clear Metal Halide Lamp | E
MVR250CU | Lamps | 0.02 | 15% | 0.02 | 0.0001 | GE Lamps | 250W Phosphor Ctd Mtl Halide Lamp | E
MVR175U | Lamps | 0.02 | 15% | 0.02 | 0.0001 | GE Lamps | 175W Clear Metal Halide Lamp | E
MVR175CU | Lamps | 0.02 | 15% | 0.02 | 0.0001 | GE Lamps | 175W Phosphor Ctd Mtl Halide Lamp | E
MVR1000U | Lamps | 0.03 | 15% | 0.03 | 0.0001 | GE Lamps | 1000W Clear Metal Halide Lamp | E
MVR1000CU | Lamps | 0.03 | 15% | 0.03 | 0.0001 | GE Lamps | 1000WPhosphor Ctd Mtl Halide Lamp | E
LU70MED | Lamps | 0.01 | 15% | 0.01 | 0.0001 | GE Lamps | 70W Clear HPS Lamp | E
LU70DXMED | Lamps | 0.01 | 15% | 0.01 | 0.0001 | GE Lamps | 70W Deluxe Clear HPS Lamp | E
LU70DMED | Lamps | 0.02 | 15% | 0.02 | 0.0001 | GE Lamps | 70W Diffuse Coated HPS Lamp | E
LU70DHECO | Lamps | 0.02 | 15% | 0.02 | 0.0001 | GE Lamps | 70W Diffuse Coated HPS Lamp | E
LU70 | Lamps | 0.01 | 15% | 0.01 | 0.0001 | GE Lamps | 70W Clear HPS Lamp | E
LU50MED | Lamps | 0.01 | 15% | 0.01 | 0.0001 | GE Lamps | 50W Clear HPS Lamp | E
LU50DMEDECO | Lamps | 0.02 | 15% | 0.02 | 0.0001 | GE Lamps | 50W Diffuse Coated HPS Lamp | E
LU50 | Lamps | 0.01 | 15% | 0.01 | 0.0001 | GE Lamps | 50W Clear HPS Lamp | E
LU400ECONC | Lamps | 0.02 | 15% | 0.02 | 0.0001 | GE Lamps | 400W Clear HPS Lamp | E
LU400DX | Lamps | 0.04 | 15% | 0.05 | 0.0001 | GE Lamps | 400W Diffuse Coated HPS Lamp | E
LU35MED | Lamps | 0.01 | 15% | 0.01 | 0.0001 | GE Lamps | 35W Clear HPS Lamp | E
LU35DMED | Lamps | 0.01 | 15% | 0.01 | 0.0001 | GE Lamps | 35W Diffuse Coated HPS Lamp | E
LU310HECO | Lamps | 0.02 | 15% | 0.02 | 0.0001 | GE Lamps | 310W Clear HPS Lamp | E
LU250S | Lamps | 0.01 | 15% | 0.01 | 0.0001 | GE Lamps | 250W Clear HPS Lamp | E
LU250ECONC | Lamps | 0.01 | 15% | 0.01 | 0.0001 | GE Lamps | 250W Clear HPS Lamp | E
LU250DX | Lamps | 0.03 | 15% | 0.03 | 0.0001 | GE Lamps | 250W Diffuse Coated HPS Lamp | E
LU200HECO | Lamps | 0.01 | 15% | 0.01 | 0.0001 | GE Lamps | 200W Clear HPS Lamp | E
LU150MED | Lamps | 0.01 | 15% | 0.01 | 0.0001 | GE Lamps | 150W Clear HPS Lamp | E
LU150DXMED | Lamps | 0.01 | 15% | 0.01 | 0.0001 | GE Lamps | 150W Deluxe Clear HPS Lamp | E
LU150DMED | Lamps | 0.02 | 15% | 0.02 | 0.0001 | GE Lamps | 150W Diffuse Coated HPS Lamp | E
LU15055ECONC | Lamps | 0.02 | 15% | 0.02 | 0.0001 | GE Lamps | 150W Clear HPS Lamp | E
LU15055DX | Lamps | 0.03 | 15% | 0.03 | 0.0001 | GE Lamps | 150W Deluxe Clear HPS Lamp | E
LU15055DHECO | Lamps | 0.03 | 15% | 0.03 | 0.0001 | GE Lamps | 150W Diffuse Coated HPS Lamp | E
LU1000ECO | Lamps | 0.04 | 15% | 0.05 | 0.0001 | GE Lamps | 1000W Clear HPS Lamp | E
LU100MED | Lamps | 0.01 | 15% | 0.01 | 0.0001 | GE Lamps | 100W Clear HPS Lamp | E
LU100DMED | Lamps | 0.02 | 15% | 0.02 | 0.0001 | GE Lamps | 100W Diffuse Coated HPS Lamp | E
LU100DHECO | Lamps | 0.03 | 15% | 0.03 | 0.0001 | GE Lamps | 100W Diffuse Coated HPS Lamp | E
LU100 | Lamps | 0.01 | 15% | 0.01 | 0.0001 | GE Lamps | 100W Clear HPS Lamp | E
LED9T8G2865 | Lamps | 0.01 | 15% | 0.01 | 0.0001 | GE Lamps | LED9T8/G/2/865 Remote Driven Glass | E
LED9T8G2850 | Lamps | 0.01 | 15% | 0.01 | 0.0001 | GE Lamps | LED9T8/G/2/850 Remote Driven Glass | E
LED9T8G2840 | Lamps | 0.01 | 15% | 0.01 | 0.0001 | GE Lamps | LED9T8/G/2/840 Remote Driven Glass | E
LED9T8G2835 | Lamps | 0.01 | 15% | 0.01 | 0.0001 | GE Lamps | LED9T8/G/2/835 Remote Driven Glass | E
LED9T8DRUN2L | Lamps | 0.02 | 15% | 0.02 | 0.0006 | GE Lamps | 18W LED9T8/DR/UN/2L Non Dim Driver | E
LED9T82865 | Lamps | 0.01 | 15% | 0.01 | 0.0001 | GE Lamps | LED9T8/2/865 Remote Driven Plastic | E
LED9T82850 | Lamps | 0.01 | 15% | 0.01 | 0.0001 | GE Lamps | LED9T8/2/850 Remote Driven Plastic | E
LED9T82840 | Lamps | 0.01 | 15% | 0.01 | 0.0001 | GE Lamps | LED9T8/2/840 Remote Driven Plastic | E
LED9T82835 | Lamps | 0.01 | 15% | 0.01 | 0.0001 | GE Lamps | LED9T8/2/835 Remote Driven Plastic | E
LED9LS3850 | Lamps | 0.01 | 15% | 0.01 | 0.0001 | GE Lamps | 9W LED Bright Stik | E
LED9LS3827 | Lamps | 0.01 | 15% | 0.01 | 0.0001 | GE Lamps | 9W LED Bright Stik | E
LED9ET82850 | Lamps | 0.01 | 15% | 0.01 | 0.0001 | GE Lamps | LED9ET8/2/850 Blst Start Plastic | E
LED9ET82840 | Lamps | 0.01 | 15% | 0.01 | 0.0001 | GE Lamps | LED9ET8/2/840 Blst Start Plastic | E
LED9ET82835 | Lamps | 0.01 | 15% | 0.01 | 0.0001 | GE Lamps | LED9ET8/2/835 Blst Start Plastic | E
LED9ET82830 | Lamps | 0.01 | 15% | 0.01 | 0.0001 | GE Lamps | LED9ET8/2/830 Blst Start Plastic | E
LED9DRS20F827TP | Lamps | 0.03 | 15% | 0.03 | 0.0001 | GE Lamps | 9W LED Silver R20 Reflector Lamp | E
LED8ET8G2850 | Lamps | 0.01 | 15% | 0.01 | 0.0001 | GE Lamps | LED8ET8/G/2/850 Integrated | E
LED8ET8G2840 | Lamps | 0.01 | 15% | 0.01 | 0.0001 | GE Lamps | LED8ET8/G/2/840 Integrated | E
LED8ET8G2835 | Lamps | 0.01 | 15% | 0.01 | 0.0001 | GE Lamps | LED8ET8/G/2/835 Integrated | E
LED8ET8G2830 | Lamps | 0.01 | 15% | 0.01 | 0.0001 | GE Lamps | LED8ET8/G/2/830 Integrated | E
LED7XDMRX1683025 | Lamps | 0 | 15% | 0 | 0.0001 | GE Lamps | 7W LED GU5.3 35 Deg 12V MR16 Lamp | E
LED7XDMRX1682735 | Lamps | 0 | 15% | 0 | 0.0001 | GE Lamps | 7W LED GU5.3 35 Deg 12V MR16 Lamp | E
LED7XDMRX1682725 | Lamps | 0 | 15% | 0 | 0.0001 | GE Lamps | 7W LED GU5.3 25 Deg 12V MR16 Lamp | E
LED7XDMR16-V2735 | Lamps | 0 | 15% | 0 | 0.0001 | GE Lamps | 7W LED GU5.3 25 Deg 12V MR16 Lamp | E
LED7XDMR16-V2725 | Lamps | 0 | 15% | 0 | 0.0001 | GE Lamps | 7W LED GU5.3 35 Deg 12V MR16 Lamp | E
LED7XDMR16DTP | Lamps | 0 | 15% | 0 | 0.0001 | GE Lamps | 7W LED GU5.3 25 Deg 12V MR16 Lamp | E
LED7XDMR16D 82735 | Lamps | 0.01 | 15% | 0.01 | 0.0001 | GE Lamps | 7W LED GU5.3 35 Deg 12V MR16 Lamp | E
LED7XDMR16D 82725 | Lamps | 0.01 | 15% | 0.01 | 0.0001 | GE Lamps | 7W LED GU5.3 25 Deg 12V MR16 Lamp | E
LED7XDMR16-28335 | Lamps | 0 | 15% | 0 | 0.0001 | GE Lamps | 7W LED GU5.3 25 Deg 12V MR16 Lamp | E
LED7XDMR16-28325 | Lamps | 0 | 15% | 0 | 0.0001 | GE Lamps | 7W LED GU5.3 10 Deg 12V MR16 Lamp | E
LED7MRX16R93010 | Lamps | 0.01 | 15% | 0.01 | 0.0001 | GE Lamps | 7W LED GU5.3 25 Deg 12V MR16 Lamp | E
LED7DRS20F5KTP | Lamps | 0.01 | 15% | 0.01 | 0.0001 | GE Lamps | 7W LED White R20 Reflector Lamp | E
LED7DR20850 | Lamps | 0 | 15% | 0 | 0.0001 | GE Lamps | 7W LED White R20 Reflector Lamp | E
LED7DR20830 | Lamps | 0.01 | 15% | 0.01 | 0.0001 | GE Lamps | 7W LED White R20 Reflector Lamp | E
LED7DR20827 | Lamps | 0.01 | 15% | 0.01 | 0.0001 | GE Lamps | 7W LED White R20 Reflector Lamp | E
LED7DP20BW82720 | Lamps | 0.01 | 15% | 0.01 | 0.0001 | GE Lamps | 7W LED 20 Deg Compact PAR20 Lamp | E
LED7DP20BB82735 | Lamps | 0.01 | 15% | 0.01 | 0.0001 | GE Lamps | 7W LED 35 Deg Compact PAR20 Lamp | E
LED7DP20BB82720 | Lamps | 0.01 | 15% | 0.01 | 0.0001 | GE Lamps | 7W LED 20 Deg Compact PAR20 Lamp | E
LED7DP203W83020 | Lamps | 0.01 | 15% | 0.01 | 0.0001 | GE Lamps | 7W LED 20 Deg Compact PAR20 Lamp | E
LED7DP203W82720 | Lamps | 0.01 | 15% | 0.01 | 0.0001 | GE Lamps | 7W LED 20 Deg Compact PAR20 Lamp | E
LED7DP203WNFLTP | Lamps | 0.01 | 15% | 0.01 | 0.0001 | GE Lamps | 7W LED 20 Deg Compact PAR20 Lamp | E
LED7DP203NFL5KTP | Lamps | 0.01 | 15% | 0.01 | 0.0001 | GE Lamps | 7W LED 20 Deg Compact PAR20 Lamp | E
LED7DP203B83020 | Lamps | 0.01 | 15% | 0.01 | 0.0001 | GE Lamps | 7W LED 20 Deg Compact PAR20 Lamp | E
LED7DP203B82735 | Lamps | 0.01 | 15% | 0.01 | 0.0001 | GE Lamps | 7W LED 35 Deg Compact PAR20 Lamp | E
LED7DP202W83020 | Lamps | 0.01 | 15% | 0.01 | 0.0001 | GE Lamps | 7W LED 20 Deg Compact PAR20 Lamp | E
LED7DP202W83015 | Lamps | 0.01 | 15% | 0.01 | 0.0001 | GE Lamps | 7W LED 15 Deg Compact PAR20 Lamp | E
LED7DP202W82715 | Lamps | 0.01 | 15% | 0.01 | 0.0001 | GE Lamps | 7W LED 15 Deg Compact PAR20 Lamp | E
LED7DP202WNFLTP | Lamps | 0.01 | 15% | 0.01 | 0.0001 | GE Lamps | 7W LED 20 Deg Compact PAR20 Lamp | E
LED7DP202NFL5KOD | Lamps | 0.01 | 15% | 0.01 | 0.0001 | GE Lamps | 7W LED 20 Deg Compact PAR20 Lamp | E
LED7DP202B82735 | Lamps | 0.01 | 15% | 0.01 | 0.0001 | GE Lamps | 7W LED 35 Deg Compact PAR20 Lamp | E
LED7DP202B82715 | Lamps | 0.01 | 15% | 0.01 | 0.0001 | GE Lamps | 7W LED 15 Deg Compact PAR20 Lamp | E
LED7DO202NFL-OD | Lamps | 0.01 | 15% | 0.01 | 0.0001 | GE Lamps | 7W LED 20 Deg Compact PAR20 Lamp | E
LED7DMRX1582715 | Lamps | 0 | 15% | 0 | 0.0001 | GE Lamps | 7W LED GU5.3 15 Deg 12V MR16 Lamp | E
LED7DMR16S84015 | Lamps | 0 | 15% | 0 | 0.0001 | GE Lamps | 7W LED GU5.3 15 Deg 12V MR16 Lamp | E
LED7DMR16S83015 | Lamps | 0.01 | 15% | 0.01 | 0.0001 | GE Lamps | 7W LED GU5.3 15 Deg 12V MR16 Lamp | E
LED7DMR16D83025 | Lamps | 0 | 15% | 0 | 0.0001 | GE Lamps | 7W LED GU5.3 25 Deg 12V MR16 Lamp | E
LED7DG25-W3827 | Lamps | 0.01 | 15% | 0.01 | 0.0001 | GE Lamps | 7W LED White Med Base Globe Lamp | E
LED7DCAM-C3827 | Lamps | 0.01 | 15% | 0.01 | 0.0001 | GE Lamps | 7W LED Frost Med Base Decor Lamp | E
LED7DCAC-C3827 | Lamps | 0.01 | 15% | 0.01 | 0.0001 | GE Lamps | 7W LED Clear Cand Base Decor Lamp | E
LED7DAV3827W | Lamps | 0 | 15% | 0 | 0.0001 | GE Lamps | 7W LED White Semi Omni A-19 Lamp | E
LED7DAV35KBX | Lamps | 0 | 15% | 0 | 0.0001 | GE Lamps | 7W LED White Semi Omni A-19 Lamp | E
LED7DAV35K | Lamps | 0 | 15% | 0 | 0.0001 | GE Lamps | 7W LED White Semi Omni A-19 Lamp | E
LED7DA19827 | Lamps | 0 | 15% | 0 | 0.0001 | GE Lamps | 7W LED White Omni A-19 Lamp | E
LED7DA19824 | Lamps | 0 | 15% | 0 | 0.0001 | GE Lamps | 7W LED White A-19 Lamp | E
LED6DA19850 | Lamps | 0 | 15% | 0 | 0.0001 | GE Lamps | 6W LED White Omni A-19 Lamp | E
LED6DA19840 | Lamps | 0 | 15% | 0 | 0.0001 | GE Lamps | 6W LED White Omni A-19 Lamp | E
LED6DA19830 | Lamps | 0 | 15% | 0 | 0.0001 | GE Lamps | 6W LED White Omni A-19 Lamp | E
LED6DA19827 | Lamps | 0 | 15% | 0 | 0.0001 | GE Lamps | 6W LED White Omni A-19 Lamp | E
LED6DP16NFLTP | Lamps | 0.01 | 15% | 0.01 | 0.0001 | GE Lamps | 6W LED Compact Par16 Lamp | E
LED6DGU10NFLTP | Lamps | 0.01 | 15% | 0.01 | 0.0001 | GE Lamps | 6W LED GU10 120V MR16 Lamp | E
LED5P16S83025 | Lamps | 0.01 | 15% | 0.01 | 0.0001 | GE Lamps | 4.5W LED Compact Par16 Lamp | E
LED5P16SNFLTP | Lamps | 0.01 | 15% | 0.01 | 0.0001 | GE Lamps | 4.5W LED Compact Par16 Lamp | E
LED5GU10NFLTP | Lamps | 0 | 15% | 0 | 0.0001 | GE Lamps | 4.5W LED GU10 120V MR16 Lamp | E
LED5DG25-W3827 | Lamps | 0.01 | 15% | 0.01 | 0.0001 | GE Lamps | 5W LED White Med Base Globe Lamp | E
LED5DG16C-WTP | Lamps | 0.01 | 15% | 0.01 | 0.0001 | GE Lamps | 5W LED White Cand Base Globe Lamp | E
LED55LS3850 | Lamps | 0.01 | 15% | 0.01 | 0.0001 | GE Lamps | 5.5W LED Bright Stik | E
LED55LS3827 | Lamps | 0.01 | 15% | 0.01 | 0.0001 | GE Lamps | 5.5W LED Bright Stik | E
LED55DMR1684035 | Lamps | 0.01 | 15% | 0.01 | 0.0001 | GE Lamps | 5.5W LED GU5.3 35 Deg 12V MR16 Lamp | E
LED55DMR1683035 | Lamps | 0.01 | 15% | 0.01 | 0.0001 | GE Lamps | 5.5W LED GU5.3 35 Deg 12V MR16 Lamp | E
LED55DMR1682735 | Lamps | 0.01 | 15% | 0.01 | 0.0001 | GE Lamps | 5.5W LED GU5.3 35 Deg 12V MR16 Lamp | E
LED4P16SNFLTP | Lamps | 0.01 | 15% | 0.01 | 0.0001 | GE Lamps | 4W LED Compact Par16 Lamp | E
LED4GU10NFLTP | Lamps | 0 | 15% | 0 | 0.0001 | GE Lamps | 4W LED GU10 120V MR16 Lamp | E
LED4DP16SNFLTP | Lamps | 0.01 | 15% | 0.01 | 0.0001 | GE Lamps | 4.5W LED Compact Par16 Lamp | E
LED4DG25M-WTP | Lamps | 0 | 15% | 0 | 0.0001 | GE Lamps | 4.5W LED White Med Base Globe Lamp | E
LED4DG25M-CTP | Lamps | 0 | 15% | 0 | 0.0001 | GE Lamps | 4.5W LED Clear Med Base Globe Lamp | E
LED4DG16C-WTP | Lamps | 0 | 15% | 0 | 0.0001 | GE Lamps | 4.5W LED White Cand Base Globe Lamp | E
LED4DG16C-CTP | Lamps | 0 | 15% | 0 | 0.0001 | GE Lamps | 4.5W LED Clear Cand Base Globe Lamp | E
LED4DCAM-FTP | Lamps | 0.01 | 15% | 0.01 | 0.0001 | GE Lamps | 4.5W LED Frost Med Base Decor Lamp | E
LED4DCAMCF824 | Lamps | 0.01 | 15% | 0.01 | 0.0001 | GE Lamps | 4W LED Clear Med Base Decor Lamp | E
LED4DCAM-C3827 | Lamps | 0.01 | 15% | 0.01 | 0.0001 | GE Lamps | 4W LED Clear Med Base Decor Lamp | E
LED4DCAM-CTP | Lamps | 0.01 | 15% | 0.01 | 0.0001 | GE Lamps | 4W LED Clear Med Base Decor Lamp | E
LED4DCAC-FTP | Lamps | 0 | 15% | 0 | 0.0001 | GE Lamps | 4.5W LED Frost Cand Base Decor Lamp | E
LED4DCACCF824 | Lamps | 0 | 15% | 0 | 0.0001 | GE Lamps | 4W LED Clear Cand Base Decor Lamp | E
LED4DCAC-C3850 | Lamps | 0.01 | 15% | 0.01 | 0.0001 | GE Lamps | 4W LED Clear Cand Base Decor Lamp | E
LED4DCAC-C3827 | Lamps | 0.01 | 15% | 0.01 | 0.0001 | GE Lamps | 4W LED Frost Cand Base Decor Lamp | E
LED4DCAC-CTP | Lamps | 0.01 | 15% | 0.01 | 0.0001 | GE Lamps | 4W LED Clear Cand Base Decor Lamp | E
LED4DCAC-C827 | Lamps | 0.01 | 15% | 0.01 | 0.0001 | GE Lamps | 4W LED Clear Cand Base Decor Lamp | E
LED4DCAC-C5KTP | Lamps | 0.01 | 15% | 0.01 | 0.0001 | GE Lamps | 4W LED Clear Cand Base Decor Lamp | E
LED4DA15-W3827 | Lamps | 0 | 15% | 0 | 0.0001 | GE Lamps | 4.W LED White A-15 Lamp | E
LED4DA15-C3827 | Lamps | 0 | 15% | 0 | 0.0001 | GE Lamps | 4W LED Clear A-15 Lamp | E
LED4DP16NFLTP | Lamps | 0 | 15% | 0 | 0.0001 | GE Lamps | 4W LED Compact Par16 Lamp | E
LED4DGU1083035 | Lamps | 0 | 15% | 0 | 0.0001 | GE Lamps | 3.5W LED GU10 120V MR16 Lamp | E
LED4DGU10NFLTP | Lamps | 0 | 15% | 0 | 0.0001 | GE Lamps | 4W LED GU10 120V MR16 Lamp | E
LED45DCAM-F5KTP | Lamps | 0.01 | 15% | 0.01 | 0.0001 | GE Lamps | 4.5W LED Frost Med Base Decor Lamp | E
LED45DCAC-F5KTP | Lamps | 0.01 | 15% | 0.01 | 0.0001 | GE Lamps | 4.5W LED Frost Cand Base Decor Lamp | E
LED45DCAC-FTP | Lamps | 0.01 | 15% | 0.01 | 0.0001 | GE Lamps | 4.5W LED Frost Cand Base Decor Lamp | E
LED45DA15C-FRIG | Lamps | 0 | 15% | 0 | 0.0001 | GE Lamps | 4W LED Refridgerator A-15 Lamp | E
LED3DCAM-CTP | Lamps | 0 | 15% | 0 | 0.0001 | GE Lamps | 3.5W LED Clear Med Base Decor Lamp | E
LED3DCAC-CTP | Lamps | 0 | 15% | 0 | 0.0001 | GE Lamps | 3.5W LED Frost Cand Base Decor Lamp | E
LED3A15RED | Lamps | 0.01 | 15% | 0.01 | 0.0001 | GE Lamps | 3W LED Red A-15 Lamp | E
LED3A15PINK | Lamps | 0.01 | 15% | 0.01 | 0.0001 | GE Lamps | 3W LED Pink A-15 Lamp | E
LED3A15ORNG | Lamps | 0.01 | 15% | 0.01 | 0.0001 | GE Lamps | 3W LED Orange A-15 Lamp | E
LED3A15GREEN | Lamps | 0.01 | 15% | 0.01 | 0.0001 | GE Lamps | 3W LED Green A-15 Lamp | E
LED3A15BLUE | Lamps | 0.01 | 15% | 0.01 | 0.0001 | GE Lamps | 3W LED Blue A-15 Lamp | E
LED36T8G8850 | Lamps | 0.02 | 15% | 0.02 | 0.0001 | GE Lamps | LED36T8/G/8/850 Remote Driven Glass | E
LED36T8G8840 | Lamps | 0.02 | 15% | 0.02 | 0.0001 | GE Lamps | LED36T8/G/8/840 Remote Driven Glass | E
LED36T8G8835 | Lamps | 0.02 | 15% | 0.02 | 0.0001 | GE Lamps | LED36T8/G/8/835 Remote Driven Glass | E
LED36T8G8830 | Lamps | 0.02 | 15% | 0.02 | 0.0001 | GE Lamps | LED36T8/G/8/830 Remote Driven Glass | E
LED36T8DRD4L | Lamps | 0.04 | 15% | 0.05 | 0.0006 | GE Lamps | 144W LED36T8/DR/D4L Dimming Driver | E
LED36T8DRD2L | Lamps | 0.02 | 15% | 0.02 | 0.0006 | GE Lamps | 72W LED36T8/DR/D2L Dimming Driver | E
LED36T5G4850 | Lamps | 0.01 | 15% | 0.01 | 0.0001 | GE Lamps | LED36T5/G/4/850 Remote Driven Gls | E
LED36T5G4840 | Lamps | 0.01 | 15% | 0.01 | 0.0001 | GE Lamps | LED36T5/G/4/840 Remote Driven Gls | E
LED36T5G4835 | Lamps | 0.01 | 15% | 0.01 | 0.0001 | GE Lamps | LED36T5/G/4/835 Remote Driven Gls | E
LED2G16MWTP | Lamps | 0.01 | 15% | 0.01 | 0.0001 | GE Lamps | 2W LED White Med Base Globe Lamp | E
LED2DCAM-F827 | Lamps | 0.01 | 15% | 0.01 | 0.0001 | GE Lamps | 2.2W LED Frost Med Base Decor Lamp | E
LED2DCAM-F | Lamps | 0.01 | 15% | 0.01 | 0.0001 | GE Lamps | 2.2W LED Frost Med Base Decor Lamp | E
LED2DCAM-C827 | Lamps | 0.01 | 15% | 0.01 | 0.0001 | GE Lamps | 2.2W LED Clear Med Base Decor Lamp | E
LED2CAMWTP | Lamps | 0.01 | 15% | 0.01 | 0.0001 | GE Lamps | 2W LED Frost Med Base Decor Lamp | E
LED2CAMCTP | Lamps | 0.01 | 15% | 0.01 | 0.0001 | GE Lamps | 2W LED Clear Med Base Decor Lamp | E
LED28P38S83040 | Lamps | 0.01 | 15% | 0.01 | 0.0001 | GE Lamps | 28W LED Commercial PAR38 Flood Lamp | E
LED28P38S83025 | Lamps | 0.01 | 15% | 0.01 | 0.0001 | GE Lamps | 28W LED Commercial PAR38 Flood Lamp | E
LED28P38S83015 | Lamps | 0.01 | 15% | 0.01 | 0.0001 | GE Lamps | 28W LED Commercial PAR38 Spot Lamp | E
LED26DP38S-FLTP | Lamps | 0.01 | 15% | 0.01 | 0.0001 | GE Lamps | 26W LED Commercial PAR38 Flood Lamp | E
LED26DP38S84040 | Lamps | 0.01 | 15% | 0.01 | 0.0001 | GE Lamps | 26W LED Commercial PAR38 Flood Lamp | E
LED26DP38S83540 | Lamps | 0.01 | 15% | 0.01 | 0.0001 | GE Lamps | 26W LED Commercial PAR38 Flood Lamp | E
LED26DP38S83512 | Lamps | 0.01 | 15% | 0.01 | 0.0001 | GE Lamps | 26W LED Commercial PAR38 Spot Lamp | E
LED26DP38S83040 | Lamps | 0.01 | 15% | 0.01 | 0.0001 | GE Lamps | 26W LED Commercial PAR38 Flood Lamp | E
LED26DP38S83025 | Lamps | 0.01 | 15% | 0.01 | 0.0001 | GE Lamps | 26W LED Commercial PAR38 Flood Lamp | E
LED26DP38S83012 | Lamps | 0.01 | 15% | 0.01 | 0.0001 | GE Lamps | 26W LED Commercial PAR38 Spot Lamp | E
LED22A50150827 | Lamps | 0.01 | 15% | 0.01 | 0.0001 | GE Lamps | 22W LED White 3-Way A-21 Lamp | E
LED22A501505KB | Lamps | 0.01 | 15% | 0.01 | 0.0001 | GE Lamps | 22W LED White 3-Way A-21 Lamp | E
LED21T8G4850US | Lamps | 0.01 | 15% | 0.01 | 0.0001 | GE Lamps | LED21T8/G/4/850 Remote Driven Glass | E
LED21T8G4850HL | Lamps | 0.01 | 15% | 0.01 | 0.0001 | GE Lamps | LED21T8/G/4/850 Remote Driven Glass | E
LED21T8G4840US | Lamps | 0.01 | 15% | 0.01 | 0.0001 | GE Lamps | LED21T8/G/4/840 Remote Driven Glass | E
LED21T8G4840HL | Lamps | 0.01 | 15% | 0.01 | 0.0001 | GE Lamps | LED21T8/G/4/840 Remote Driven Glass | E
LED21T8G4835US | Lamps | 0.01 | 15% | 0.01 | 0.0001 | GE Lamps | LED21T8/G/4/835 Remote Driven Glass | E
LED21T8G4835HL | Lamps | 0.01 | 15% | 0.01 | 0.0001 | GE Lamps | LED21T8/G/4/835 Remote Driven Glass | E
LED21T8G4830US | Lamps | 0.01 | 15% | 0.01 | 0.0001 | GE Lamps | LED21T8/G/4/830 Remote Driven Glass | E
LED21T8G4850 | Lamps | 0.01 | 15% | 0.01 | 0.0001 | GE Lamps | LED21T8/G/4/850 Remote Driven Glass | E
LED21T8G4840 | Lamps | 0.01 | 15% | 0.01 | 0.0001 | GE Lamps | LED21T8/G/4/840 Remote Driven Glass | E
LED21T8G4835 | Lamps | 0.01 | 15% | 0.01 | 0.0001 | GE Lamps | LED21T8/G/4/835 Remote Driven Glass | E
LED21T8DRVLC2L | Lamps | 0.02 | 15% | 0.02 | 0.0006 | GE Lamps | 45W LED21T8/DR/VLC2L Dimming Driver | E
LED21T8DRD4L | Lamps | 0.03 | 15% | 0.03 | 0.0006 | GE Lamps | 84W LED21T8/DR/D4L Dimming Driver | E
LED21T8DRD2L | Lamps | 0.02 | 15% | 0.02 | 0.0006 | GE Lamps | 42W LED21T8/DR/D2L Dimming Driver | E
LED21T8DR2L | Lamps | 0.02 | 15% | 0.02 | 0.0006 | GE Lamps | 42WLED21T8/DR/2L Non Dim Driver | E
LED21T8DR1L | Lamps | 0.02 | 15% | 0.02 | 0.0006 | GE Lamps | 21W LED21T8/DR/1L Non Dim Driver | E
LED21T84865 | Lamps | 0.01 | 15% | 0.01 | 0.0001 | GE Lamps | LED21T8/4/865 Remote Driven Plastic | E
LED21T84850 | Lamps | 0.01 | 15% | 0.01 | 0.0001 | GE Lamps | LED21T8/4/850 Remote Driven Plastic | E
LED21T84840 | Lamps | 0.01 | 15% | 0.01 | 0.0001 | GE Lamps | LED21T8/4/840 Remote Driven Plastic | E
LED21T84835 | Lamps | 0.01 | 15% | 0.01 | 0.0001 | GE Lamps | LED21T8/4/830 Remote Driven Plastic | E
LED20DP38V84040 | Lamps | 0.03 | 15% | 0.03 | 0.0001 | GE Lamps | 20W LED Commercial PAR38 Flood Lamp | E
LED20DP38V83040 | Lamps | 0.03 | 15% | 0.03 | 0.0001 | GE Lamps | 20W LED Commercial PAR38 Flood Lamp | E
LED20DP38V83025 | Lamps | 0.03 | 15% | 0.03 | 0.0001 | GE Lamps | 20W LED Commercial PAR38 Flood Lamp | E
LED20DP38V83012 | Lamps | 0.03 | 15% | 0.03 | 0.0001 | GE Lamps | 20W LED Commercial PAR38 Spot Lamp | E
LED20DP38V82725 | Lamps | 0.03 | 15% | 0.03 | 0.0001 | GE Lamps | 20W LED Commercial PAR38 Flood Lamp | E
LED20DP38V82712 | Lamps | 0.03 | 15% | 0.03 | 0.0001 | GE Lamps | 20W LED Commercial PAR38 Spot Lamp | E
LED20DP38VFLTP | Lamps | 0.03 | 15% | 0.03 | 0.0001 | GE Lamps | 20W LED Commercial PAR38 Flood Lamp | E
LED20DP38S84015 | Lamps | 0.03 | 15% | 0.03 | 0.0001 | GE Lamps | 20W LED Commercial PAR38 Spot Lamp | E
LED20DP38S82715 | Lamps | 0.02 | 15% | 0.02 | 0.0001 | GE Lamps | 20W LED Commercial PAR38 Spot Lamp | E
LED20DP38FLTP | Lamps | 0.03 | 15% | 0.03 | 0.0001 | GE Lamps | 20W LED Commercial PAR38 Flood Lamp | E
LED1GU10NFLCD | Lamps | 0 | 15% | 0 | 0.0001 | GE Lamps | 1W LED GU10 120V MR16 Lamp | E
LED18T8G3850 | Lamps | 0.01 | 15% | 0.01 | 0.0001 | GE Lamps | LED18T8/G/3/850 Remote Driven Glass | E
LED18T8G3840 | Lamps | 0.01 | 15% | 0.01 | 0.0001 | GE Lamps | LED18T8/G/3/840 Remote Driven Glass | E
LED18T8G3835 | Lamps | 0.01 | 15% | 0.01 | 0.0001 | GE Lamps | LED18T8/G/3/835 Remote Driven Glass | E
LED18T8G3830 | Lamps | 0.01 | 15% | 0.01 | 0.0001 | GE Lamps | LED18T8/G/3/830 Remote Driven Glass | E
LED18T8DRUN2L | Lamps | 0.02 | 15% | 0.02 | 0.0006 | GE Lamps | 36W LED18T8/DR/UN/2L Non Dim Driver | E
LED18T8DRD4L | Lamps | 0.03 | 15% | 0.03 | 0.0006 | GE Lamps | 72W LED18T8/DR/D4L Dimming Driver | E
LED18T8DRD2L | Lamps | 0.02 | 15% | 0.02 | 0.0006 | GE Lamps | 36W LED18T8/DR/D2L Dimming Driver | E
LED18T83850 | Lamps | 0.01 | 15% | 0.01 | 0.0001 | GE Lamps | LED18T8/4/850 Remote Driven Plastic | E
LED18T83840 | Lamps | 0.01 | 15% | 0.01 | 0.0001 | GE Lamps | LED18T8/4/840 Remote Driven Plastic | E
LED18T83835 | Lamps | 0.01 | 15% | 0.01 | 0.0001 | GE Lamps | LED18T8/3/835 Remote Driven Plastic | E
LED18P30LW93025 | Lamps | 0.02 | 15% | 0.02 | 0.0001 | GE Lamps | 18W LED PAR30 HO Flood Lamp | E
LED18P30LW93015 | Lamps | 0.02 | 15% | 0.02 | 0.0001 | GE Lamps | 18W LED PAR30 HO Spot Lamp | E
LED18P30LW83025 | Lamps | 0.02 | 15% | 0.02 | 0.0001 | GE Lamps | 18W LED PAR30 HO Flood Lamp | E
LED18P30LW83015 | Lamps | 0.02 | 15% | 0.02 | 0.0001 | GE Lamps | 18W LED PAR30 HO Spot Lamp | E
LED18ET8G4865 | Lamps | 0.01 | 15% | 0.01 | 0.0001 | GE Lamps | LED18ET8/G/4/865 Integrated | E
LED18ET8G4850 | Lamps | 0.01 | 15% | 0.01 | 0.0001 | GE Lamps | LED18ET8/G/4/850 Integrated | E
LED18ET8G4840 | Lamps | 0.01 | 15% | 0.01 | 0.0001 | GE Lamps | LED18ET8/G/4/840 Integrated | E
LED18ET8G4835 | Lamps | 0.01 | 15% | 0.01 | 0.0001 | GE Lamps | LED18ET8/G/4/835 Integrated | E
LED18ET8G4830 | Lamps | 0.01 | 15% | 0.01 | 0.0001 | GE Lamps | LED18ET8/G/4/830 Integrated | E
LED18ET84850 | Lamps | 0.01 | 15% | 0.01 | 0.0001 | GE Lamps | LED18ET8/4/850 Blst Start Plastic | E
LED18ET84840 | Lamps | 0.01 | 15% | 0.01 | 0.0001 | GE Lamps | LED18ET8/4/840 Blst Start Plastic | E
LED18ET84835 | Lamps | 0.01 | 15% | 0.01 | 0.0001 | GE Lamps | LED18ET8/4/835 Blst Start Plastic | E
LED18ET84830 | Lamps | 0.01 | 15% | 0.01 | 0.0001 | GE Lamps | LED18ET8/4/830 Blst Start Plastic | E
LED18DP38W84040 | Lamps | 0.02 | 15% | 0.02 | 0.0001 | GE Lamps | 18W LED Commercial PAR38 Flood Lamp | E
LED18DP38W84025 | Lamps | 0.02 | 15% | 0.02 | 0.0001 | GE Lamps | 18W LED Commercial PAR38 Flood Lamp | E
LED18DP38W83040 | Lamps | 0.02 | 15% | 0.02 | 0.0001 | GE Lamps | 18W LED Commercial PAR38 Flood Lamp | E
LED18DP38W82740 | Lamps | 0.02 | 15% | 0.02 | 0.0001 | GE Lamps | 18W LED Commercial PAR38 Flood Lamp | E
LED18DP38W82725 | Lamps | 0.02 | 15% | 0.02 | 0.0001 | GE Lamps | 18W LED Commercial PAR38 Flood Lamp | E
LED18DP38WFLTP | Lamps | 0.01 | 15% | 0.01 | 0.0001 | GE Lamps | 18W LED Commercial PAR38 Flood Lamp | E
LED18DP38FL5KTP | Lamps | 0.02 | 15% | 0.02 | 0.0001 | GE Lamps | 18W LED Commercial PAR38 Flood Lamp | E
LED18D38W83015 | Lamps | 0.01 | 15% | 0.01 | 0.0001 | GE Lamps | 18W LED Low Glare PAR38 Spot Lamp | E
LED18D38W393040 | Lamps | 0.02 | 15% | 0.02 | 0.0001 | GE Lamps | 18W LED Low Glare PAR38 Flood Lamp | E
LED18D38W393025 | Lamps | 0.02 | 15% | 0.02 | 0.0001 | GE Lamps | 18W LED Low Glare PAR38 N/Fld Lamp | E
LED18D38W393015 | Lamps | 0.02 | 15% | 0.02 | 0.0001 | GE Lamps | 18W LED Low Glare PAR38 Spot Lamp | E
LED18D38W392740 | Lamps | 0.02 | 15% | 0.02 | 0.0001 | GE Lamps | 18W LED Low Glare PAR38 Flood Lamp | E
LED18D38W392725 | Lamps | 0.02 | 15% | 0.02 | 0.0001 | GE Lamps | 18W LED Low Glare PAR38 N/Fld Lamp | E
LED18D38W383015 | Lamps | 0.02 | 15% | 0.02 | 0.0001 | GE Lamps | 18W LED Low Glare PAR38 Spot Lamp | E
LED18D38OW384040 | Lamps | 0.02 | 15% | 0.02 | 0.0001 | GE Lamps | 18W LED Low Glare PAR38 Flood Lamp | E
LED18D38OW384025 | Lamps | 0.02 | 15% | 0.02 | 0.0001 | GE Lamps | 18W LED Low Glare PAR38 N/Fld Lamp | E
LED18D38OW383540 | Lamps | 0.02 | 15% | 0.02 | 0.0001 | GE Lamps | 18W LED Low Glare PAR38 Flood Lamp | E
LED18D38OW383525 | Lamps | 0.02 | 15% | 0.02 | 0.0001 | GE Lamps | 18W LED Low Glare PAR38 N/Fld Lamp | E
LED18D38OW383040 | Lamps | 0.02 | 15% | 0.02 | 0.0001 | GE Lamps | 18W LED Low Glare PAR38 Flood Lamp | E
LED18D38OW383025 | Lamps | 0.02 | 15% | 0.02 | 0.0001 | GE Lamps | 18W LED Low Glare PAR38 N/Fld Lamp | E
LED18D38OW382740 | Lamps | 0.02 | 15% | 0.02 | 0.0001 | GE Lamps | 18W LED Low Glare PAR38 Flood Lamp | E
LED18D38OW38272 | Lamps | 0.02 | 15% | 0.02 | 0.0001 | GE Lamps | 18W LED Low Glare PAR38 N/Fld Lamp | E
LED17DP30LW93025 | Lamps | 0.01 | 15% | 0.01 | 0.0001 | GE Lamps | 17W LED LowGlare L/Neck PAR30L Lamp | E
LED17DA221XSW | Lamps | 0 | 15% | 0 | 0.0001 | GE Lamps | 17W LED White Semi Omni A-21 Lamp | E
LED17DA21827 | Lamps | 0 | 15% | 0 | 0.0001 | GE Lamps | 17W LED White Semi Omni A-21 Lamp | E
LED17DA215KBX | Lamps | 0 | 15% | 0 | 0.0001 | GE Lamps | 17W LED White Semi Omni A-21 Lamp | E
LED16DA212830 | Lamps | 0 | 15% | 0 | 0.0001 | GE Lamps | 16W LED White Omni A-21 Lamp | E
LED16DA212827 | Lamps | 0 | 15% | 0 | 0.0001 | GE Lamps | 16W LED White Omni A-21 Lamp | E
LED16A30100827 | Lamps | 0.01 | 15% | 0.01 | 0.0001 | GE Lamps | 16W LED White 3-Way A-21 Lamp | E
LED16A301005KB | Lamps | 0 | 15% | 0 | 0.0001 | GE Lamps | 16W LED White 3-Way A-21 Lamp | E
LED15T8GU6850 | Lamps | 0.01 | 15% | 0.01 | 0.0001 | GE Lamps | LED15T8/G/U6/850 Remote Driven Gls | E
LED15T8GU6840 | Lamps | 0.01 | 15% | 0.01 | 0.0001 | GE Lamps | LED15T8/G/U6/840 Remote Driven Gls | E
LED15T8GU6835 | Lamps | 0.01 | 15% | 0.01 | 0.0001 | GE Lamps | LED15T8/G/U6/835 Remote Driven Gls | E
LED15T8GU6830 | Lamps | 0.01 | 15% | 0.01 | 0.0001 | GE Lamps | LED15T8/G/U6/830 Remote Driven Gls | E
LED15T8G4865 | Lamps | 0.01 | 15% | 0.01 | 0.0001 | GE Lamps | LED15T8/G/4/865 Remote Driven Glass | E
LED15T8G4850 | Lamps | 0.01 | 15% | 0.01 | 0.0001 | GE Lamps | LED15T8/G/4/850 Remote Driven Glass | E
LED15T8G4840 | Lamps | 0.01 | 15% | 0.01 | 0.0001 | GE Lamps | LED15T8/G/4/840 Remote Driven Glass | E
LED15T8G4835 | Lamps | 0.01 | 15% | 0.01 | 0.0001 | GE Lamps | LED15T8/G/4/835 Remote Driven Glass | E
LED15T8G4830 | Lamps | 0.01 | 15% | 0.01 | 0.0001 | GE Lamps | LED15T8/G/4/830 Remote Driven Glass | E
LED15T8DRUN2L | Lamps | 0.02 | 15% | 0.02 | 0.0006 | GE Lamps | 30W LED15T8/DR/UN/2L Non Dim Driver | E
LED15T8DRD4L | Lamps | 0.03 | 15% | 0.03 | 0.0006 | GE Lamps | 60W LED15T8/DR/D4L Dimming Driver | E
LED15T8DRD2L | Lamps | 0.02 | 15% | 0.02 | 0.0006 | GE Lamps | 30W LED15T8/DR/D4L Dimming Driver | E
LED15T84865 | Lamps | 0.01 | 15% | 0.01 | 0.0001 | GE Lamps | LED15T8/4/865 Remote Driven Plastic | E
LED15T84850 | Lamps | 0.01 | 15% | 0.01 | 0.0001 | GE Lamps | LED15T8/4/850 Remote Driven Plastic | E
LED15T84840 | Lamps | 0.01 | 15% | 0.01 | 0.0001 | GE Lamps | LED15T8/4/840 Remote Driven Plastic | E
LED15T84835 | Lamps | 0.01 | 15% | 0.01 | 0.0001 | GE Lamps | LED15T8/4/835 Remote Driven Plastic | E
LED15T84830 | Lamps | 0.01 | 15% | 0.01 | 0.0001 | GE Lamps | LED15T8/4/830 Remote Driven Plastic | E
LED15T5G2865 | Lamps | 0.01 | 15% | 0.01 | 0.0001 | GE Lamps | LED15T5/G/2/865 Remote Driven Gls | E
LED15T5G2850 | Lamps | 0.01 | 15% | 0.01 | 0.0001 | GE Lamps | LED15T5/G/2/850 Remote Driven Gls | E
LED15T5G2840 | Lamps | 0.01 | 15% | 0.01 | 0.0001 | GE Lamps | LED15T5/G/2/840 Remote Driven Gls | E
LED15T5G2835 | Lamps | 0.01 | 15% | 0.01 | 0.0001 | GE Lamps | LED15T5/G/2/835 Remote Driven Gls | E
LED15T5G2830 | Lamps | 0.01 | 15% | 0.01 | 0.0001 | GE Lamps | LED15T5/G/2/830 Remote Driven Gls | E
LED15LS2850 | Lamps | 0.01 | 15% | 0.01 | 0.0001 | GE Lamps | 15W LED Bright Stik | E
LED15LS2827-120 | Lamps | 0.01 | 15% | 0.01 | 0.0001 | GE Lamps | 15W LED Bright Stik | E
LED15ET8G4865 | Lamps | 0.01 | 15% | 0.01 | 0.0001 | GE Lamps | LED15ET8/G/4/865 Integrated | E
LED15ET8G4850 | Lamps | 0.01 | 15% | 0.01 | 0.0001 | GE Lamps | LED15ET8/G/4/850 Integrated | E
LED15ET8G4840 | Lamps | 0.01 | 15% | 0.01 | 0.0001 | GE Lamps | LED15ET8/G/4/840 Integrated | E
LED15ET8G4835 | Lamps | 0.01 | 15% | 0.01 | 0.0001 | GE Lamps | LED15ET8/G/4/835 Integrated | E
LED15ET8G4830 | Lamps | 0.01 | 15% | 0.01 | 0.0001 | GE Lamps | LED15ET8/G/4/830 Integrated | E
LED15ET8865-V6P | Lamps | 0.01 | 15% | 0.01 | 0.0001 | GE Lamps | LED15ET8/865-V6P Integrated | E
LED15ET8850-V6P | Lamps | 0.01 | 15% | 0.01 | 0.0001 | GE Lamps | LED15ET8/850-V6P Integrated | E
LED15ET8835-V6P | Lamps | 0.01 | 15% | 0.01 | 0.0001 | GE Lamps | LED15ET8/835-V6P Integrated | E
LED15ET84865 | Lamps | 0.01 | 15% | 0.01 | 0.0001 | GE Lamps | LED15ET8/4/865 Blst Start Plastic | E
LED15ET84850 | Lamps | 0.01 | 15% | 0.01 | 0.0001 | GE Lamps | LED15ET8/4/850 Blst Start Plastic | E
LED15ET84840 | Lamps | 0.01 | 15% | 0.01 | 0.0001 | GE Lamps | LED15ET8/4/840 Blst Start Plastic | E
LED15ET84835 | Lamps | 0.01 | 15% | 0.01 | 0.0001 | GE Lamps | LED15ET8/4/835 Blst Start Plastic | E
LED15ET84830 | Lamps | 0.01 | 15% | 0.01 | 0.0001 | GE Lamps | LED15ET8/4/830 Blst Start Plastic | E
LED14T8U840 | Lamps | 0.01 | 15% | 0.01 | 0.0001 | GE Lamps | LED14T8/U/840 Remote Driven Plastic | E
LED14T8U835 | Lamps | 0.01 | 15% | 0.01 | 0.0001 | GE Lamps | LED14T8/U/835 Remote Driven Plastic | E
LED14LS2850 | Lamps | 0 | 15% | 0 | 0.0001 | GE Lamps | 14W LED Bright Stik | E
LED14LS2828 | Lamps | 0 | 15% | 0 | 0.0001 | GE Lamps | 14W LED Bright Stik | E
LED14DA21827W | Lamps | 0 | 15% | 0 | 0.0001 | GE Lamps | 14W LED White Semi Omni A-21 Lamp | E
LED14DRD3L | Lamps | 0.02 | 15% | 0.02 | 0.0006 | GE Lamps | 42W LED14/DR/D3L Dimming Driver | E
LED13ET8U6850 | Lamps | 0.01 | 15% | 0.01 | 0.0001 | GE Lamps | LED13ET8/U6/850 Blst Start Plastic | E
LED13ET8U6840 | Lamps | 0.01 | 15% | 0.01 | 0.0001 | GE Lamps | LED13ET8/U6/840 Blst Start Plastic | E
LED13ET8U6835 | Lamps | 0.01 | 15% | 0.01 | 0.0001 | GE Lamps | LED13ET8/U6/835 Blst Start Plastic | E
LED13ET8U6830 | Lamps | 0.01 | 15% | 0.01 | 0.0001 | GE Lamps | LED13ET8/U6/830 Blst Start Plastic | E
LED13DBR40830 | Lamps | 0.01 | 15% | 0.01 | 0.0001 | GE Lamps | 13W LED Frosted BR40 Reflector Lamp | E
LED13DBR40827 | Lamps | 0.01 | 15% | 0.01 | 0.0001 | GE Lamps | 13W LED Frosted BR40 Reflector Lamp | E
LED13DA212827 | Lamps | 0 | 15% | 0 | 0.0001 | GE Lamps | 13W LED White Omni A-21 Lamp | E
LED13DA21827BX | Lamps | 0.01 | 15% | 0.01 | 0.0001 | GE Lamps | 13W LED White Omni A-19 Lamp | E
LED13DA192TP | Lamps | 0.01 | 15% | 0.01 | 0.0001 | GE Lamps | 13W LED White Omni A-19 Lamp | E
LED13BR405KTP | Lamps | 0.01 | 15% | 0.01 | 0.0001 | GE Lamps | 13W LED Frosted BR40 Reflector Lamp | E
LED12T8G4865 | Lamps | 0.01 | 15% | 0.01 | 0.0001 | GE Lamps | LED12T8/G/4/865 Remote Driven Glass | E
LED12T8G4850 | Lamps | 0.01 | 15% | 0.01 | 0.0001 | GE Lamps | LED12T8/G/4/850 Remote Driven Glass | E
LED12T8G4835 | Lamps | 0.01 | 15% | 0.01 | 0.0001 | GE Lamps | LED12T8/G/4/835 Remote Driven Glass | E
LED12T8G4830 | Lamps | 0.01 | 15% | 0.01 | 0.0001 | GE Lamps | LED12T8/G/4/830 Remote Driven Glass | E
LED12T8DRD4L | Lamps | 0.03 | 15% | 0.03 | 0.0006 | GE Lamps | 48W LED12T8/DR/D4L Dimming Driver | E
LED12T8DRD2L | Lamps | 0.02 | 15% | 0.02 | 0.0006 | GE Lamps | 24W LED12T8/DR/D2L Dimming Driver | E
LED12T8DR2L | Lamps | 0.02 | 15% | 0.02 | 0.0006 | GE Lamps | 24W LED12T8/DR/2L Non Dim Driver | E
LED12ET8G4850 | Lamps | 0.01 | 15% | 0.01 | 0.0001 | GE Lamps | LED12ET8/G/4/850 Integrated | E
LED12ET8G4840 | Lamps | 0.01 | 15% | 0.01 | 0.0001 | GE Lamps | LED12ET8/G/4/840 Integrated | E
LED12ET8G4835 | Lamps | 0.01 | 15% | 0.01 | 0.0001 | GE Lamps | LED12ET8/G/4/835 Integrated | E
LED12ET8G4830 | Lamps | 0.01 | 15% | 0.01 | 0.0001 | GE Lamps | LED12ET8/G/4/830 Integrated | E
LED12ET84865 | Lamps | 0.01 | 15% | 0.01 | 0.0001 | GE Lamps | LED12ET8/4/865 Blst Start Plastic | E
LED12ET84840 | Lamps | 0.01 | 15% | 0.01 | 0.0001 | GE Lamps | LED12ET8/4/840 Blst Start Plastic | E
LED12ET84835 | Lamps | 0.01 | 15% | 0.01 | 0.0001 | GE Lamps | LED12ET8/4/835 Blst Start Plastic | E
LED12ET84830 | Lamps | 0.01 | 15% | 0.01 | 0.0001 | GE Lamps | LED12ET8/4/830 Blst Start Plastic | E
LED12ET83850 | Lamps | 0.01 | 15% | 0.01 | 0.0001 | GE Lamps | LED12ET8/3/850 Blst Start Plastic | E
LED12ET83840 | Lamps | 0.01 | 15% | 0.01 | 0.0001 | GE Lamps | LED12ET8/3/840 Blst Start Plastic | E
LED12ET83835 | Lamps | 0.01 | 15% | 0.01 | 0.0001 | GE Lamps | LED12ET8/3/835 Blst Start Plastic | E
LED12ET83830 | Lamps | 0.01 | 15% | 0.01 | 0.0001 | GE Lamps | LED12ET8/3/830 Blst Start Plastic | E
LED12DP3LRW9304 | Lamps | 0.02 | 15% | 0.02 | 0.0001 | GE Lamps | 12W LED LowGlare L/Neck PAR30L Lamp | E
LED12DP3LRW93025 | Lamps | 0.02 | 15% | 0.02 | 0.0001 | GE Lamps | 12W LED LowGlare L/Neck PAR30L Lamp | E
LED12DP3LRW92740 | Lamps | 0.02 | 15% | 0.02 | 0.0001 | GE Lamps | 12W LED LowGlare L/Neck PAR30L Lamp | E
LED12DP3LRW83040 | Lamps | 0.02 | 15% | 0.02 | 0.0001 | GE Lamps | 12W LED LowGlare L/Neck PAR30L Lamp | E
LED12DP3LRW83025 | Lamps | 0.02 | 15% | 0.02 | 0.0001 | GE Lamps | 12W LED LowGlare L/Neck PAR30L Lamp | E
LED12DP3LRW8274 | Lamps | 0.02 | 15% | 0.02 | 0.0001 | GE Lamps | 12W LED LowGlare L/Neck PAR30L Lamp | E
LED12DP3LRW8272 | Lamps | 0.02 | 15% | 0.02 | 0.0001 | GE Lamps | 12W LED LowGlare L/Neck PAR30L Lamp | E
LED12DP3L3W83035 | Lamps | 0.02 | 15% | 0.02 | 0.0001 | GE Lamps | 12W LED Long Neck PAR30L Lamp | E
LED12DP3L2W83535 | Lamps | 0.02 | 15% | 0.02 | 0.0001 | GE Lamps | 12W LED Long Neck PAR30L Lamp | E
LED12DP3L2W83035 | Lamps | 0.02 | 15% | 0.02 | 0.0001 | GE Lamps | 12W LED Long Neck PAR30L Lamp | E
LED12DP3L2W82735 | Lamps | 0.02 | 15% | 0.02 | 0.0001 | GE Lamps | 12W LED Long Neck PAR30L Lamp | E
LED12DP3L2FL5KTP | Lamps | 0.01 | 15% | 0.01 | 0.0001 | GE Lamps | 12W LED Long Neck PAR30L Lamp | E
LED12DP3L2FLTP | Lamps | 0.01 | 15% | 0.01 | 0.0001 | GE Lamps | 12W LED Long Neck PAR30L Lamp | E
LED12DP38W92725 | Lamps | 0.01 | 15% | 0.01 | 0.0001 | GE Lamps | 12W LED Low Glare PAR38 N/Fld Lamp | E
LED12DP38W83015 | Lamps | 0.02 | 15% | 0.02 | 0.0001 | GE Lamps | 12W LED Low Glare PAR38 Spot Lamp | E
LED12DP38W82725 | Lamps | 0.01 | 15% | 0.01 | 0.0001 | GE Lamps | 12W LED Low Glare PAR38 N/Fld Lamp | E
LED12DP38S83012 | Lamps | 0.02 | 15% | 0.02 | 0.0001 | GE Lamps | 12W LED Commercial PAR38 Spot Lamp | E
LED12DP38S82735 | Lamps | 0.02 | 15% | 0.02 | 0.0001 | GE Lamps | 12W LED Commercial PAR38 Flood Lamp | E
LED12DP38S82725 | Lamps | 0.02 | 15% | 0.02 | 0.0001 | GE Lamps | 12W LED Commercial PAR38 Flood Lamp | E
LED12DP38S82712 | Lamps | 0.02 | 15% | 0.02 | 0.0001 | GE Lamps | 12W LED Commercial PAR38 Spot Lamp | E
LED12DP382WFLTP | Lamps | 0.02 | 15% | 0.02 | 0.0001 | GE Lamps | 12W LED Commercial PAR38 Flood Lamp | E
LED12DP382WFLT | Lamps | 0.01 | 15% | 0.01 | 0.0001 | GE Lamps | 12W LED Commercial PAR38 Flood Lamp | E
LED12DP382W83035 | Lamps | 0.02 | 15% | 0.02 | 0.0001 | GE Lamps | 12W LED Commercial PAR38 Flood Lamp | E
LED12DP382W83025 | Lamps | 0.02 | 15% | 0.02 | 0.0001 | GE Lamps | 12W LED Commercial PAR38 Flood Lamp | E
LED12DP382W82735 | Lamps | 0.02 | 15% | 0.02 | 0.0001 | GE Lamps | 12W LED Commercial PAR38 Flood Lamp | E
LED12DP382W82725 | Lamps | 0.01 | 15% | 0.01 | 0.0001 | GE Lamps | 12W LED Commercial PAR38 Flood Lamp | E
LED12DP38FLTP | Lamps | 0.02 | 15% | 0.02 | 0.0001 | GE Lamps | 12W LED Commercial PAR38 Flood Lamp | E
LED12DP30RW93040 | Lamps | 0.02 | 15% | 0.02 | 0.0001 | GE Lamps | 12W LED Low Glare Flood PAR30 Lamp | E
LED12DP30RW93025 | Lamps | 0.02 | 15% | 0.02 | 0.0001 | GE Lamps | 12W LED Low Glare N/Fld PAR30 Lamp | E
LED12DP30RW93015 | Lamps | 0.02 | 15% | 0.02 | 0.0001 | GE Lamps | 12W LED Low Glare Spot PAR30 Lamp | E
LED12DP30RW92740 | Lamps | 0.02 | 15% | 0.02 | 0.0001 | GE Lamps | 12W LED Low Glare Flood PAR30 Lamp | E
LED12DP30RW83025 | Lamps | 0.02 | 15% | 0.02 | 0.0001 | GE Lamps | 12W LED Low Glare N/Fld PAR30 Lamp | E
LED12DP30RW82740 | Lamps | 0.02 | 15% | 0.02 | 0.0001 | GE Lamps | 12W LED Low Glare Flood PAR30 Lamp | E
LED12DP30RW8272 | Lamps | 0.02 | 15% | 0.02 | 0.0001 | GE Lamps | 12W LED Low Glare N/Fld PAR30 Lamp | E
LED12DP30RB82740 | Lamps | 0.02 | 15% | 0.02 | 0.0001 | GE Lamps | 12W LED Low Glare Flood PAR30 Lamp | E
LED12DP303W83035 | Lamps | 0.02 | 15% | 0.02 | 0.0001 | GE Lamps | 12W LED PAR30 Flood Lamp | E
LED12DP302W82735 | Lamps | 0.01 | 15% | 0.01 | 0.0001 | GE Lamps | 12W LED PAR30 Lamp | E
LED12DP302W82720 | Lamps | 0.01 | 15% | 0.01 | 0.0001 | GE Lamps | 12W LED PAR30 Lamp | E
LED12DP302FLTP | Lamps | 0 | 15% | 0 | 0.0001 | GE Lamps | 12W LED PAR30 Accent Lamp | E
LED12DA21F830FE | Lamps | 0.01 | 15% | 0.01 | 0.0001 | GE Lamps | 12W LED White Omni A-21 Lamp | E
LED12DA21850FE | Lamps | 0.01 | 15% | 0.01 | 0.0001 | GE Lamps | 12W LED White Omni A-21 Lamp | E
LED12D38WO38304 | Lamps | 0.02 | 15% | 0.02 | 0.0001 | GE Lamps | 12W LED Low Glare PAR38 Flood Lamp | E
LED12D38W383025 | Lamps | 0.02 | 15% | 0.02 | 0.0001 | GE Lamps | 12W LED Low Glare PAR38 N/Fld Lamp | E
LED12D38W382740 | Lamps | 0.02 | 15% | 0.02 | 0.0001 | GE Lamps | 12W LED Low Glare PAR38 Flood Lamp | E
LED11ET8G3850 | Lamps | 0.01 | 15% | 0.01 | 0.0001 | GE Lamps | LED11ET8/G/3/850 Integrated | E
LED11ET8G3840 | Lamps | 0.01 | 15% | 0.01 | 0.0001 | GE Lamps | LED11ET8/G/3/840 Integrated | E
LED11ET8G3835 | Lamps | 0.01 | 15% | 0.01 | 0.0001 | GE Lamps | LED11ET8/G/3/835 Integrated | E
LED11ET8G3830 | Lamps | 0.01 | 15% | 0.01 | 0.0001 | GE Lamps | LED11ET8/G/3/830 Integrated | E
LED11DAV3XSW | Lamps | 0.01 | 15% | 0.01 | 0.0001 | GE Lamps | 11W LED White Semi Omni A-19 Lamp | E
LED11DAV3BX | Lamps | 0.01 | 15% | 0.01 | 0.0001 | GE Lamps | 11W LED White Semi Omni A-19 Lamp | E
LED11DAV3827W | Lamps | 0 | 15% | 0 | 0.0001 | GE Lamps | 10.5W LED White Semi Omni A-19 Lamp | E
LED11DA19RVLTP | Lamps | 0.01 | 15% | 0.01 | 0.0001 | GE Lamps | 11W LED White Reveal A-19 Lamp | E
LED11DA19830 | Lamps | 0 | 15% | 0 | 0.0001 | GE Lamps | 11W LED White Omni A-19 Lamp | E
LED11DA19827 | Lamps | 0 | 15% | 0 | 0.0001 | GE Lamps | 11W LED White Omni A-19 Lamp | E
LED11DA19824 | Lamps | 0 | 15% | 0 | 0.0001 | GE Lamps | 11W LED White Omni A-19 Lamp | E
LED11DA195K | Lamps | 0 | 15% | 0 | 0.0001 | GE Lamps | 10.5W LED White Semi Omni A-19 Lamp | E
LED10LS3850 | Lamps | 0 | 15% | 0 | 0.0001 | GE Lamps | 10W LED Bright Stik | E
LED10LS3828 | Lamps | 0 | 15% | 0 | 0.0001 | GE Lamps | 10W LED Bright Stik | E
LED10DR30V850W | Lamps | 0 | 15% | 0 | 0.0001 | GE Lamps | 10W LED Reveal BR30 Reflector Lamp | E
LED10DR30V830W | Lamps | 0 | 15% | 0 | 0.0001 | GE Lamps | 10W LED Frosted BR30 Reflector Lamp | E
LED10DR30V827W | Lamps | 0 | 15% | 0 | 0.0001 | GE Lamps | 10W LED Frosted BR30 Reflector Lamp | E
LED10DR303V830W | Lamps | 0 | 15% | 0 | 0.0001 | GE Lamps | 10W LED Frosted BR30 Reflector Lamp | E
LED10DR303V827W | Lamps | 0 | 15% | 0 | 0.0001 | GE Lamps | 10W LED Frosted BR30 Reflector Lamp | E
LED10DR303850W | Lamps | 0 | 15% | 0 | 0.0001 | GE Lamps | 10W LED Reveal BR30 Reflector Lamp | E
LED10DP3LS83020 | Lamps | 0.02 | 15% | 0.02 | 0.0001 | GE Lamps | 10W LED Long Neck PAR30L Lamp | E
LED10DP3LS82735 | Lamps | 0.02 | 15% | 0.02 | 0.0001 | GE Lamps | 10W LED Long Neck PAR30L Lamp | E
LED10DP3LS82720 | Lamps | 0.02 | 15% | 0.02 | 0.0001 | GE Lamps | 10W LED Long Neck PAR30L Lamp | E
LED10DP3LFLTP | Lamps | 0.02 | 15% | 0.02 | 0.0001 | GE Lamps | 10W LED Long Neck PAR30L Lamp | E
LED10DP30W82720 | Lamps | 0.01 | 15% | 0.01 | 0.0001 | GE Lamps | 10W LED PAR30 Lamp | E
LED10DP30S83020 | Lamps | 0.01 | 15% | 0.01 | 0.0001 | GE Lamps | 10W LED PAR30 Lamp | E
LED10DP30S82720 | Lamps | 0.01 | 15% | 0.01 | 0.0001 | GE Lamps | 10W LED PAR30 Lamp | E
LED10DP3FLTP | Lamps | 0.01 | 15% | 0.01 | 0.0001 | GE Lamps | 10W LED PAR30 Lamp | E
LED10DA19850 | Lamps | 0 | 15% | 0 | 0.0001 | GE Lamps | 10W LED White Omni A-19 Lamp | E
LED10DA19840 | Lamps | 0 | 15% | 0 | 0.0001 | GE Lamps | 10W LED White Omni A-19 Lamp | E
LED10DA19830 | Lamps | 0 | 15% | 0 | 0.0001 | GE Lamps | 10W LED White Omni A-19 Lamp | E
LED10DA19827 | Lamps | 0 | 15% | 0 | 0.0001 | GE Lamps | 10W LED White Omni A-19 Lamp | E
LED05C7WCD2 | Lamps | 0 | 15% | 0 | 0.0001 | GE Lamps | 0.5W LED White Night Light Lamp | E
LED05C7CCD2 | Lamps | 0 | 15% | 0 | 0.0001 | GE Lamps | 0.5W LED Clear Night Light Lamp | E
HT400DX33 | Lamps | 0.03 | 15% | 0.03 | 0.0001 | GE Lamps | 400W Saf-T-Guard Merc Vpr Lamp | E
HT175DX39 | Lamps | 0.02 | 15% | 0.02 | 0.0001 | GE Lamps | 175W Saf-T-Guard Merc Vpr Lamp | E
HR75DX43 | Lamps | 0.02 | 15% | 0.02 | 0.0001 | GE Lamps | 75W Deluxe White Merc Vpr Lamp | E
HR400DX33BT | Lamps | 0.01 | 15% | 0.01 | 0.0001 | GE Lamps | 400W Deluxe White Merc Vpr Lamp | E
HR400DX33 | Lamps | 0.02 | 15% | 0.02 | 0.0001 | GE Lamps | 400W Deluxe White Merc Vpr Lamp | E
HR400A33 | Lamps | 0.02 | 15% | 0.02 | 0.0001 | GE Lamps | 400W Clear Standard Merc Vapor Lamp | E
HR4050DX45 | Lamps | 0.02 | 15% | 0.02 | 0.0001 | GE Lamps | 40-50W Deluxe White Merc Vpr Lamp | E
HR250DX37 | Lamps | 0.02 | 15% | 0.02 | 0.0001 | GE Lamps | 250W Deluxe White Merc Vpr Lamp | E
HR250A37 | Lamps | 0.02 | 15% | 0.02 | 0.0001 | GE Lamps | 250W Clear Standard Merc Vapor Lamp | E
HR175DX39 | Lamps | 0.01 | 15% | 0.01 | 0.0001 | GE Lamps | 175W Deluxe White Merc Vpr Lamp | E
HR175A39 | Lamps | 0.02 | 15% | 0.02 | 0.0001 | GE Lamps | 175W Clear Standard Merc Vapor Lamp | E
HR100DX38 | Lamps | 0.02 | 15% | 0.02 | 0.0001 | GE Lamps | 100W Deluxe White Merc Vpr Lamp | E
HR100A38 | Lamps | 0.03 | 15% | 0.03 | 0.0001 | GE Lamps | 100W Clear Standard Merc Vapor Lamp | E
HR1000DX36 | Lamps | 0.02 | 15% | 0.02 | 0.0001 | GE Lamps | 1000W Deluxe White Merc Vpr Lamp | E
HR1000DX34 | Lamps | 0.04 | 15% | 0.05 | 0.0001 | GE Lamps | 1000W Deluxe White Merc Vpr Lamp | E
HR1000A36 | Lamps | 0.03 | 15% | 0.03 | 0.0001 | GE Lamps | 1000W Clear Standard Merc Vpr Lamp | E
GBX9UVC | Lamps | 0.01 | 15% | 0.01 | 0.0001 | GE Lamps | 9W Self-Ballasted Germicidal Lamp | E
GBX60UVC | Lamps | 0.01 | 15% | 0.01 | 0.0001 | GE Lamps | 60W Self-Ballasted Germicidal Lamp | E
GBX55UVC | Lamps | 0.01 | 15% | 0.01 | 0.0001 | GE Lamps | 55W Self-Ballasted Germicidal Lamp | E
GBX5UVC | Lamps | 0.01 | 15% | 0.01 | 0.0001 | GE Lamps | 5W Self-Ballasted Germicidal Lamp | E
GBX36UVC | Lamps | 0.01 | 15% | 0.01 | 0.0001 | GE Lamps | 36W Self-Ballasted Germicidal Lamp | E
GBX18UVC | Lamps | 0.01 | 15% | 0.01 | 0.0001 | GE Lamps | 18W Self-Ballasted Germicidal Lamp | E
GBX13UVC | Lamps | 0.01 | 15% | 0.01 | 0.0001 | GE Lamps | 13W Self-Ballasted Germicidal Lamp | E
GBX11UVC | Lamps | 0.01 | 15% | 0.01 | 0.0001 | GE Lamps | 11W Self-Ballasted Germicidal Lamp | E
G8T5 | Lamps | 0.01 | 15% | 0.01 | 0.0001 | GE Lamps | G8T5 Germicidal Lamp | E
G6T5 | Lamps | 0.01 | 15% | 0.01 | 0.0001 | GE Lamps | G6T5 Germicidal Lamp | E
G64T5 | Lamps | 0.05 | 15% | 0.06 | 0.0001 | GE Lamps | G64T5 Germicidal Lamp | E
G55T8HO | Lamps | 0.02 | 15% | 0.02 | 0.0001 | GE Lamps | G55T8/HO Germicidal Lamp | E
G4T5 | Lamps | 0.01 | 15% | 0.01 | 0.0001 | GE Lamps | G4T5 Germicidal Lamp | E
G40T10 | Lamps | 0.01 | 15% | 0.01 | 0.0001 | GE Lamps | G40T10 Germicidal Lamp | E
G36T5 | Lamps | 0.04 | 15% | 0.05 | 0.0001 | GE Lamps | G36T5 Germicidal Lamp | E
G30T8 | Lamps | 0.02 | 15% | 0.02 | 0.0001 | GE Lamps | G30T8 Germicidal Lamp | E
G25T8 | Lamps | 0.01 | 15% | 0.01 | 0.0001 | GE Lamps | G25T8 Germicidal Lamp | E
G20T10 | Lamps | 0.01 | 15% | 0.01 | 0.0001 | GE Lamps | G20T10 Germicidal Lamp | E
G16T5 | Lamps | 0.01 | 15% | 0.01 | 0.0001 | GE Lamps | G16T5 Germicidal Lamp | E
G15T8 | Lamps | 0.01 | 15% | 0.01 | 0.0001 | GE Lamps | G15T8 Germicidal Lamp | E
G11T5 | Lamps | 0.01 | 15% | 0.01 | 0.0001 | GE Lamps | G11T5 Germicidal Lamp | E
G10T8 | Lamps | 0.01 | 15% | 0.01 | 0.0001 | GE Lamps | G10T8 Germicidal Lamp | E
FSBX841ECO | Lamps | 0 | 15% | 0 | 0.0001 | GE Lamps | 5W 2-Pin Low Watt Biax Lamp | E
FSBX827ECO | Lamps | 0 | 15% | 0 | 0.0001 | GE Lamps | 5W 2-Pin Low Watt Biax Lamp | E
FSBX827CDECO | Lamps | 0 | 15% | 0 | 0.0001 | GE Lamps | 5W 2-Pin Low Watt Biax Lamp | E
FLEHT32XLCD | Lamps | 0 | 15% | 0 | 0.0001 | GE Lamps | 26W Self-Ballasted Spiral Lamp | E
FLE9CACSWCD | Lamps | 0 | 15% | 0 | 0.0001 | GE Lamps | 9W Self-Ballasted Decorative Lamp | E
FLE9CAC827 | Lamps | 0 | 15% | 0 | 0.0001 | GE Lamps | 9W Self-Ballasted Decorative Lamp | E
FLE92CAMXLCD | Lamps | 0 | 15% | 0 | 0.0001 | GE Lamps | 9W Self-Ballasted Decorative Lamp | E
FLE92CAM827 | Lamps | 0 | 15% | 0 | 0.0001 | GE Lamps | 9W Self-Ballasted Decorative Lamp | E
FLE72CAM827 | Lamps | 0 | 15% | 0 | 0.0001 | GE Lamps | 7W Self-Ballasted Decorative Lamp | E
FLE72CAC827 | Lamps | 0 | 15% | 0 | 0.0001 | GE Lamps | 7W Self-Ballasted Decorative Lamp | E
FLE52CAM827 | Lamps | 0 | 15% | 0 | 0.0001 | GE Lamps | 5W Self-Ballasted Decorative Lamp | E
FLE52CAC827 | Lamps | 0 | 15% | 0 | 0.0001 | GE Lamps | 5W Self-Ballasted Decorative Lamp | E
FLE42HLX2XL827 | Lamps | 0 | 15% | 0 | 0.0001 | GE Lamps | 42W Self-Ballasted Spiral Lamp | E
FLE42HLX2XLCD | Lamps | 0.01 | 15% | 0.01 | 0.0001 | GE Lamps | 42W Self-Ballasted Spiral Lamp | E
FLE29QBXDV827 | Lamps | 0.01 | 15% | 0.01 | 0.0001 | GE Lamps | 29W Self-Ballasted Biax Lamp | E
FLE29HLX2XL827 | Lamps | 0 | 15% | 0 | 0.0001 | GE Lamps | 29W Self-Ballasted Spiral Lamp | E
FLE29HLX2XLCD | Lamps | 0 | 15% | 0 | 0.0001 | GE Lamps | 29W Self-Ballasted Spiral Lamp | E
FLE29HLX2D3CD | Lamps | 0 | 15% | 0 | 0.0001 | GE Lamps | 12/23/29W SelfBallasted Spiral Lamp | E
FLE28QBXLLCD | Lamps | 0 | 15% | 0 | 0.0001 | GE Lamps | 28W Self-Ballasted Biax Lamp | E
FLE28QBXA827 | Lamps | 0 | 15% | 0 | 0.0001 | GE Lamps | 28W Self-Ballasted Biax Lamp | E
FLE26HX2XL827CVG | Lamps | 0.01 | 15% | 0.01 | 0.0001 | GE Lamps | 42W Self-Ballasted CovRguard Lamp | E
FLE26HT32GU24CD | Lamps | 0.01 | 15% | 0.01 | 0.0001 | GE Lamps | 26W Self-Ballasted GU 24 Lamp | E
FLE26HT32XL2PK | Lamps | 0.01 | 15% | 0.01 | 0.0001 | GE Lamps | 26W Self-Ballasted Spiral Lamp | E
FLE26HT32SWCD | Lamps | 0 | 15% | 0 | 0.0001 | GE Lamps | 26W Self-Ballasted Spiral Lamp | E
FLE26HT32SW2P | Lamps | 0.01 | 15% | 0.01 | 0.0001 | GE Lamps | 26W Self-Ballasted Spiral Lamp | E
FLE26HT32DVCD | Lamps | 0.01 | 15% | 0.01 | 0.0001 | GE Lamps | 26W Self-Ballasted Spiral Lamp | E
FLE26HT32DV | Lamps | 0.01 | 15% | 0.01 | 0.0001 | GE Lamps | 26W Self-Ballasted Spiral Lamp | E
FLE26HT32DCD | Lamps | 0 | 15% | 0 | 0.0001 | GE Lamps | 26W Self-Ballasted Spiral Lamp | E
FLE26HT32827CVG | Lamps | 0.01 | 15% | 0.01 | 0.0001 | GE Lamps | 26W Self-Ballasted CovRguard Lamp | E
FLE26HT32827 | Lamps | 0 | 15% | 0 | 0.0001 | GE Lamps | 26W Self-Ballasted Spiral Lamp | E
FLE26HT3210PK | Lamps | 0 | 15% | 0 | 0.0001 | GE Lamps | 26W Self-Ballasted Spiral Lamp | E
FLE26HT2XL827 | Lamps | 0 | 15% | 0 | 0.0001 | GE Lamps | 26W Self-Ballasted Spiral Lamp | E
FLE26HLX2C3827 | Lamps | 0 | 15% | 0 | 0.0001 | GE Lamps | 12/23/29W SelfBallasted Spiral Lamp | E
FLE262PAR38XCD | Lamps | 0.01 | 15% | 0.01 | 0.0001 | GE Lamps | 26W Self-Ballasted Reflector Lamp | E
FLE262DVR40SWCD | Lamps | 0.01 | 15% | 0.01 | 0.0001 | GE Lamps | 26W Self-Ballasted Reflector Lamp | E
FLE262T21XL | Lamps | 0.01 | 15% | 0.01 | 0.0001 | GE Lamps | 26W Self-Ballasted Decorative Lamp | E
FLE262R40XL827 | Lamps | 0.01 | 15% | 0.01 | 0.0001 | GE Lamps | 26W Self-Ballasted Reflector Lamp | E
FLE262R40XLCD | Lamps | 0.01 | 15% | 0.01 | 0.0001 | GE Lamps | 26W Self-Ballasted Reflector Lamp | E
FLE262R40SWCD | Lamps | 0 | 15% | 0 | 0.0001 | GE Lamps | 26W Self-Ballasted Reflector Lamp | E
FLE262R40PINK | Lamps | 0.01 | 15% | 0.01 | 0.0001 | GE Lamps | 26W Self-Ballasted Reflector Lamp | E
FLE262PAR38XL | Lamps | 0.01 | 15% | 0.01 | 0.0001 | GE Lamps | 26W Self-Ballasted Reflector Lamp | E
FLE262PAR38CD | Lamps | 0 | 15% | 0 | 0.0001 | GE Lamps | 26W Self-Ballasted Reflector Lamp | E
FLE262DVR40 | Lamps | 0.01 | 15% | 0.01 | 0.0001 | GE Lamps | 26W Self-Ballasted Reflector Lamp | E
FLE24QBXA827 | Lamps | 0 | 15% | 0 | 0.0001 | GE Lamps | 24W Self-Ballasted Biax Lamp | E
FLE24QBX2SWCD | Lamps | 0 | 15% | 0 | 0.0001 | GE Lamps | 27W Self-Ballasted Biax Lamp | E
FLE23HT32XL827 | Lamps | 0 | 15% | 0 | 0.0001 | GE Lamps | 23W Self-Ballasted Spiral Lamp | E
FLE23HT32XLCD | Lamps | 0 | 15% | 0 | 0.0001 | GE Lamps | 23W Self-Ballasted Spiral Lamp | E
FLE23HT32841 | Lamps | 0 | 15% | 0 | 0.0001 | GE Lamps | 26W Self-Ballasted Spiral Lamp | E
FLE233PAR38FL | Lamps | 0.01 | 15% | 0.01 | 0.0001 | GE Lamps | 23W Self-Ballasted Reflector Lamp | E
FLE20TT3827 | Lamps | 0 | 15% | 0 | 0.0001 | GE Lamps | 20W Self-Ballasted Biax Lamp | E
FLE20TBX2SWCD | Lamps | 0 | 15% | 0 | 0.0001 | GE Lamps | 20W Self-Ballasted Biax Lamp | E
FLE20HT32GU24CD | Lamps | 0.01 | 15% | 0.01 | 0.0001 | GE Lamps | 20W Self-Ballasted GU 24 Lamp | E
FLE20HT32XL827 | Lamps | 0 | 15% | 0 | 0.0001 | GE Lamps | 20W Self-Ballasted Spiral Lamp | E
FLE20HT32XL2PK | Lamps | 0.01 | 15% | 0.01 | 0.0001 | GE Lamps | 20W Self-Ballasted Spiral Lamp | E
FLE20HT32XLD | Lamps | 0 | 15% | 0 | 0.0001 | GE Lamps | 20W Self-Ballasted Spiral Lamp | E
FLE20HT32XLCD | Lamps | 0 | 15% | 0 | 0.0001 | GE Lamps | 20W Self-Ballasted Spiral Lamp | E
FLE20HT32SWCD | Lamps | 0 | 15% | 0 | 0.0001 | GE Lamps | 20W Self-Ballasted Spiral Lamp | E
FLE20HT32SW2P | Lamps | 0.01 | 15% | 0.01 | 0.0001 | GE Lamps | 20W Self-Ballasted Spiral Lamp | E
FLE20HT32DCD | Lamps | 0 | 15% | 0 | 0.0001 | GE Lamps | 20W Self-Ballasted Spiral Lamp | E
FLE20HT32D2PK | Lamps | 0.01 | 15% | 0.01 | 0.0001 | GE Lamps | 20W Self-Ballasted Spiral Lamp | E
FLE20HT32841 | Lamps | 0 | 15% | 0 | 0.0001 | GE Lamps | 20W Self-Ballasted Spiral Lamp | E
FLE20HT32827CVG | Lamps | 0 | 15% | 0 | 0.0001 | GE Lamps | 20W Self-Ballasted CovRguard Lamp | E
FLE20HT32827 | Lamps | 0 | 15% | 0 | 0.0001 | GE Lamps | 20W Self-Ballasted Spiral Lamp | E
FLE202T19XL | Lamps | 0.01 | 15% | 0.01 | 0.0001 | GE Lamps | 20W Self-Ballasted Decorative Lamp | E
FLE202A19XL | Lamps | 0 | 15% | 0 | 0.0001 | GE Lamps | 20W Self-Ballasted Decorative Lamp | E
FLE15TT3827 | Lamps | 0 | 15% | 0 | 0.0001 | GE Lamps | 15W Self-Ballasted Biax Lamp | E
FLE15HT32GU24CD | Lamps | 0 | 15% | 0 | 0.0001 | GE Lamps | 15W Self-Ballasted GU 24 Lamp | E
FLE15HT32XL2PK | Lamps | 0.01 | 15% | 0.01 | 0.0001 | GE Lamps | 15W Self-Ballasted Spiral Lamp | E
FLE15HT32XLSW | Lamps | 0 | 15% | 0 | 0.0001 | GE Lamps | 15W Self-Ballasted Spiral Lamp | E
FLE15HT32XLCD | Lamps | 0 | 15% | 0 | 0.0001 | GE Lamps | 15W Self-Ballasted Spiral Lamp | E
FLE15HT32DVCD | Lamps | 0 | 15% | 0 | 0.0001 | GE Lamps | 15W Self-Ballasted Spiral Lamp | E
FLE15HT32DV | Lamps | 0 | 15% | 0 | 0.0001 | GE Lamps | 15W Self-Ballasted Spiral Lamp | E
FLE15HT32D2PK | Lamps | 0 | 15% | 0 | 0.0001 | GE Lamps | 15W Self-Ballasted Spiral Lamp | E
FLE15HT32841 | Lamps | 0 | 15% | 0 | 0.0001 | GE Lamps | 15W Self-Ballasted Spiral Lamp | E
FLE15HT32827CVD | Lamps | 0 | 15% | 0 | 0.0001 | GE Lamps | 15W Self-Ballasted CovRguard Lamp | E
FLE15HT32827 | Lamps | 0 | 15% | 0 | 0.0001 | GE Lamps | 15W Self-Ballasted Spiral Lamp | E
FLE15HT22SWCD | Lamps | 0 | 15% | 0 | 0.0001 | GE Lamps | 15W Self-Ballasted Spiral Lamp | E
FLE15HT22827 | Lamps | 0 | 15% | 0 | 0.0001 | GE Lamps | 15W Self-Ballasted Spiral Lamp | E
FLE15HT2DCD | Lamps | 0 | 15% | 0 | 0.0001 | GE Lamps | 15W Self-Ballasted Spiral Lamp | E
FLE152DVR30SWCD | Lamps | 0.01 | 15% | 0.01 | 0.0001 | GE Lamps | 15W Self-Ballasted Reflector Lamp | E
FLE152R30XL827 | Lamps | 0 | 15% | 0 | 0.0001 | GE Lamps | 15W Self-Ballasted Reflector Lamp | E
FLE152R30XLCD | Lamps | 0 | 15% | 0 | 0.0001 | GE Lamps | 15W Self-Ballasted Reflector Lamp | E
FLE152R30SWCD | Lamps | 0 | 15% | 0 | 0.0001 | GE Lamps | 15W Self-Ballasted Reflector Lamp | E
FLE152R30PINK | Lamps | 0.01 | 15% | 0.01 | 0.0001 | GE Lamps | 15W Self-Ballasted Reflector Lamp | E
FLE152G25XLCD | Lamps | 0.01 | 15% | 0.01 | 0.0001 | GE Lamps | 15W Self-Ballasted Decorative Lamp | E
FLE152G25XL | Lamps | 0.01 | 15% | 0.01 | 0.0001 | GE Lamps | 15W Self-Ballasted Decorative Lamp | E
FLE152DVR30 | Lamps | 0 | 15% | 0 | 0.0001 | GE Lamps | 15W Self-Ballasted Reflector Lamp | E
FLE152A21XLCD | Lamps | 0 | 15% | 0 | 0.0001 | GE Lamps | 15W Self-Ballasted Decorative Lamp | E
FLE152A21SWCD | Lamps | 0 | 15% | 0 | 0.0001 | GE Lamps | 15W Self-Ballasted Decorative Lamp | E
FLE152A19XL | Lamps | 0 | 15% | 0 | 0.0001 | GE Lamps | 15W Self-Ballasted Decorative Lamp | E
FLE14TBX2SWCD | Lamps | 0 | 15% | 0 | 0.0001 | GE Lamps | 14W Self-Ballasted Biax Lamp | E
FLE142TC16SWCD | Lamps | 0 | 15% | 0 | 0.0001 | GE Lamps | 14W Self-Ballasted Decorative Lamp | E
FLE142TC16BUG | Lamps | 0 | 15% | 0 | 0.0001 | GE Lamps | 14W Self-Ballasted Decorative Lamp | E
FLE13HT32SWCD | Lamps | 0 | 15% | 0 | 0.0001 | GE Lamps | 13W Self-Ballasted Spiral Lamp | E
FLE13HT32SW2P | Lamps | 0 | 15% | 0 | 0.0001 | GE Lamps | 13W Self-Ballasted Spiral Lamp | E
FLE13HT3210PK | Lamps | 0 | 15% | 0 | 0.0001 | GE Lamps | 13W Self-Ballasted Spiral Lamp | E
FLE13HT22SWCD | Lamps | 0 | 15% | 0 | 0.0001 | GE Lamps | 13W Self-Ballasted Spiral Lamp | E
FLE13HT22827 | Lamps | 0 | 15% | 0 | 0.0001 | GE Lamps | 13W Self-Ballasted Spiral Lamp | E
FLE12TT3827 | Lamps | 0 | 15% | 0 | 0.0001 | GE Lamps | 12W Self-Ballasted Biax Lamp | E
FLE112TC14SWCD | Lamps | 0 | 15% | 0 | 0.0001 | GE Lamps | 11W Self-Ballasted Decorative Lamp | E
FLE112TC14BUGCD | Lamps | 0 | 15% | 0 | 0.0001 | GE Lamps | 11W Self-Ballasted Decorative Lamp | E
FLE112T14XL | Lamps | 0 | 15% | 0 | 0.0001 | GE Lamps | 11W Self-Ballasted Decorative Lamp | E
FLE112R20XL827 | Lamps | 0 | 15% | 0 | 0.0001 | GE Lamps | 11W Self-Ballasted Reflector Lamp | E
FLE112R20XLCD | Lamps | 0 | 15% | 0 | 0.0001 | GE Lamps | 11W Self-Ballasted Reflector Lamp | E
FLE112G2XLCD | Lamps | 0 | 15% | 0 | 0.0001 | GE Lamps | 11W Self-Ballasted Decorative Lamp | E
FLE112G25XL | Lamps | 0 | 15% | 0 | 0.0001 | GE Lamps | 11W Self-Ballasted Decorative Lamp | E
FLE112A19XL | Lamps | 0 | 15% | 0 | 0.0001 | GE Lamps | 10W Self-Ballasted Decorative Lamp | E
FLE112A17XLCD | Lamps | 0 | 15% | 0 | 0.0001 | GE Lamps | 11W Self-Ballasted Decorative Lamp | E
FLE10HT32SWCD2PK | Lamps | 0 | 15% | 0 | 0.0001 | GE Lamps | 10W Self-Ballasted Spiral Lamp | E
FLE10HT32GU24CD | Lamps | 0 | 15% | 0 | 0.0001 | GE Lamps | 10W Self-Ballasted GU 24 Lamp | E
FLE10HT32XL2PK | Lamps | 0.01 | 15% | 0.01 | 0.0001 | GE Lamps | 10W Self-Ballasted Spiral Lamp | E
FLE10HT32XLCD | Lamps | 0 | 15% | 0 | 0.0001 | GE Lamps | 10W Self-Ballasted Spiral Lamp | E
FLE10HT32XL | Lamps | 0 | 15% | 0 | 0.0001 | GE Lamps | 10W Self-Ballasted Spiral Lamp | E
FLE10HT32SWCD | Lamps | 0 | 15% | 0 | 0.0001 | GE Lamps | 10W Self-Ballasted Spiral Lamp | E
FLE10HT32DCD | Lamps | 0 | 15% | 0 | 0.0001 | GE Lamps | 10W Self-Ballasted Spiral Lamp | E
FLE10HT32D2PK | Lamps | 0 | 15% | 0 | 0.0001 | GE Lamps | 10W Self-Ballasted Spiral Lamp | E
FLE10HT32841 | Lamps | 0 | 15% | 0 | 0.0001 | GE Lamps | 10W Self-Ballasted Spiral Lamp | E
FLE10HT32827 | Lamps | 0 | 15% | 0 | 0.0001 | GE Lamps | 10W Self-Ballasted Spiral Lamp | E
FLE10HT22SWCD | Lamps | 0 | 15% | 0 | 0.0001 | GE Lamps | 10W Self-Ballasted Spiral Lamp | E
FLE10HT22827 | Lamps | 0 | 15% | 0 | 0.0001 | GE Lamps | 10W Self-Ballasted Spiral Lamp | E
FE15T8XLSPX35 | Lamps | 6.67 | 15% | 7.67 | 0.05 | GE Lamps | FE15T8/XL/SPX35 Lamp | E
FCA21CD | Lamps | 0 | 15% | 0 | 0.0001 | GE Lamps | 21W Self-Ballasted Circlite Lamp | E
FC8T9KB | Lamps | 7.45 | 15% | 8.57 | 0.05 | GE Lamps | FC8T9/KB Circline Lamp | E
FC8T9D | Lamps | 7.08 | 15% | 8.14 | 0.05 | GE Lamps | FC8T9/D Circline Lamp | E
FC8T9CW | Lamps | 4.38 | 15% | 5.04 | 0.05 | GE Lamps | FC8T9/CW Circline Lamp | E
FC8T9BLB | Lamps | 0.01 | 15% | 0.01 | 0.0001 | GE Lamps | FC8T9/BLB Blacklight Blue Lamp | E
FC6T9CW | Lamps | 4.06 | 15% | 4.67 | 0.05 | GE Lamps | FC6T9/CW Circline Lamp | E
FC16T9D | Lamps | 6.88 | 15% | 7.91 | 0.05 | GE Lamps | FC16T9/D Circline Lamp | E
FC16T9CW | Lamps | 6.89 | 15% | 7.92 | 0.05 | GE Lamps | FC16T9/CW Circline Lamp | E
FC12T9KB | Lamps | 8.14 | 15% | 9.36 | 0.05 | GE Lamps | FC12T9/KB Circline Lamp | E
FC12T9D | Lamps | 8.63 | 15% | 9.92 | 0.05 | GE Lamps | FC12T9/D Circline Lamp | E
FC12T9CW | Lamps | 4.69 | 15% | 5.39 | 0.05 | GE Lamps | FC12T9/CW Circline Lamp | E
F9DBX23841ECO | Lamps | 0 | 15% | 0 | 0.0001 | GE Lamps | 9W 2-Pin Double Biax Lamp | E
F9DBX23827ECO | Lamps | 0 | 15% | 0 | 0.0001 | GE Lamps | 9W 2-Pin Double Biax Lamp | E
F9BXBL | Lamps | 0 | 15% | 0 | 0.0001 | GE Lamps | 9W Self-Ballasted Blacklight Lamp | E
F9BX841ECO | Lamps | 0 | 15% | 0 | 0.0001 | GE Lamps | 9W 2-Pin Low Watt Biax Lamp | E
F9BX835ECO | Lamps | 0 | 15% | 0 | 0.0001 | GE Lamps | 9W 2-Pin Low Watt Biax Lamp | E
F9BX827ECO | Lamps | 0 | 15% | 0 | 0.0001 | GE Lamps | 9W 2-Pin Low Watt Biax Lamp | E
F96T8XLSPX50 | Lamps | 5.65 | 15% | 6.5 | 0.0625 | GE Lamps | F96T8/XL/SPX50 Extra Life Lamp | E
F96T8XLSPX41 | Lamps | 5.63 | 15% | 6.47 | 0.0625 | GE Lamps | F96T8/XL/SPX41 Extra Life Lamp | E
F96T8XLSPX35 | Lamps | 5.63 | 15% | 6.47 | 0.0625 | GE Lamps | F96T8/XL/SPX35 Extra Life Lamp | E
F96T8XLSPX30 | Lamps | 5.63 | 15% | 6.47 | 0.0625 | GE Lamps | F96T8/XL/SPX30 Extra Life Lamp | E
F96T8XLSP41WMP | Lamps | 6.37 | 15% | 7.33 | 0.0625 | GE Lamps | F96T8/XL/SP41 X-Life WM Plus Lamp | E
F96T8XLSP41WM | Lamps | 5.35 | 15% | 6.15 | 0.0625 | GE Lamps | F96T8/XL/SP41 Extra Life WM Lamp | E
F96T8XLSP41 | Lamps | 4.4 | 15% | 5.06 | 0.0625 | GE Lamps | F96T8/XL/SP41 Extra Life Lamp | E
F96T8XLSP35WMP | Lamps | 6.37 | 15% | 7.33 | 0.0625 | GE Lamps | F96T8/XL/SP35 X-Life WM Plus Lamp | E
F96T8XLSP35WM | Lamps | 5.35 | 15% | 6.15 | 0.0625 | GE Lamps | F96T8/XL/SP35 Extra Life WM Lamp | E
F96T8XLSP35 | Lamps | 4.4 | 15% | 5.06 | 0.0625 | GE Lamps | F96T8/XL/SP35 Extra Life Lamp | E
F96T8XLSP30WMP | Lamps | 6.37 | 15% | 7.33 | 0.0625 | GE Lamps | F96T8/XL/SP30 X-Life WM Plus Lamp | E
F96T8XLSP30WM | Lamps | 5.35 | 15% | 6.15 | 0.0625 | GE Lamps | F96T8/XL/SP30 Extra Life WM Lamp | E
F96T8XLSP30 | Lamps | 4.4 | 15% | 5.06 | 0.0625 | GE Lamps | F96T8/XL/SP30 Extra Life Lamp | E
F96T8SPX50HO | Lamps | 8.94 | 15% | 10.28 | 0.0625 | GE Lamps | F96T8/SPX50 High Output Lamp | E
F96T8SPX50 | Lamps | 5.25 | 15% | 6.04 | 0.0625 | GE Lamps | F96T8/SPX50 Standard Lamp | E
F96T8SPX41HO | Lamps | 8.94 | 15% | 10.28 | 0.0625 | GE Lamps | F96T8/SPX41 High Output Lamp | E
F96T8SPX41CVG | Lamps | 17.74 | 15% | 20.4 | 0.0625 | GE Lamps | F96T8/SPX41 InstStrt Protected Lamp | E
F96T8SPX41 | Lamps | 4.22 | 15% | 4.85 | 0.0625 | GE Lamps | F96T8/SPX41 Standard Lamp | E
F96T8SPX35HO | Lamps | 8.94 | 15% | 10.28 | 0.0625 | GE Lamps | F96T8/SPX35 High Output Lamp | E
F96T8SPX35CVG | Lamps | 17.74 | 15% | 20.4 | 0.0625 | GE Lamps | F96T8/SPX35 InstStrt Protected Lamp | E
F96T8SPX35 | Lamps | 4.22 | 15% | 4.85 | 0.0625 | GE Lamps | F96T8/SPX35 Standard Lamp | E
F96T8SPX30CVG | Lamps | 17.74 | 15% | 20.4 | 0.0625 | GE Lamps | F96T8/SPX30 InstStrt Protected Lamp | E
F96T8SPX30 | Lamps | 4.22 | 15% | 4.85 | 0.0625 | GE Lamps | F96T8/SPX30 Standard Lamp | E
F96T8SP41HOCVG | Lamps | 17.74 | 15% | 20.4 | 0.0625 | GE Lamps | F96T8/SP41/HO Protected Lamp | E
F96T8SP41HO | Lamps | 5.75 | 15% | 6.61 | 0.0625 | GE Lamps | F96T8/SP41 High Output Lamp | E
F96T8SP41CVG | Lamps | 7.98 | 15% | 9.18 | 0.0625 | GE Lamps | F96T8/SP41 InstStrt Protected Lamp | E
F96T8SP41 | Lamps | 3.15 | 15% | 3.62 | 0.0625 | GE Lamps | F96T8/SP41 Standard Lamp | E
F96T8SP35HOCVG | Lamps | 17.74 | 15% | 20.4 | 0.0625 | GE Lamps | F96T8/SP35/HO Protected Lamp | E
F96T8SP35HO | Lamps | 5.75 | 15% | 6.61 | 0.0625 | GE Lamps | F96T8/SP35 High Output Lamp | E
F96T8SP35CVG | Lamps | 7.98 | 15% | 9.18 | 0.0625 | GE Lamps | F96T8/SP35 InstStrt Protected Lamp | E
F96T8SP35 | Lamps | 3.15 | 15% | 3.62 | 0.0625 | GE Lamps | F96T8/SP35 Standard Lamp | E
F96T8SP30HO | Lamps | 5.75 | 15% | 6.61 | 0.0625 | GE Lamps | F96T8/SP30 High Output Lamp | E
F96T8SP30CVG | Lamps | 7.98 | 15% | 9.18 | 0.0625 | GE Lamps | F96T8/SP30 InstStrt Protected Lamp | E
F96T8SP30 | Lamps | 3.15 | 15% | 3.62 | 0.0625 | GE Lamps | F96T8/SP30 Standard Lamp | E
F96T8GOCVG | Lamps | 0.01 | 15% | 0.01 | 0.0001 | GE Lamps | F96T8/GO/CVG Gold Lamp | E
F96T12XLSPX50 | Lamps | 7.12 | 15% | 8.19 | 0.0625 | GE Lamps | F96T12/XL/SPX50 Extra Life Lamp | E
F96T12XLSPX41 | Lamps | 7.47 | 15% | 8.59 | 0.0625 | GE Lamps | F96T12/XL/SPX41 Extra Life Lamp | E
F96T12XLSP41 | Lamps | 5.35 | 15% | 6.15 | 0.0625 | GE Lamps | F96T12/XL/SP41 Extra Life Lamp | E
F96T12XLSP35 | Lamps | 5.13 | 15% | 5.9 | 0.0625 | GE Lamps | F96T12/XL/SP35 Extra Life Lamp | E
F96T12WWWM 15PK | Lamps | 2.91 | 15% | 3.35 | 0.0625 | GE Lamps | F96T12/WW/WM 15PK Instant Lamp | E
F96T12WWHOWM 15PK | Lamps | 4.28 | 15% | 4.92 | 0.0625 | GE Lamps | F96T12/WW/HO/WM 800MA Lamp | E
F96T12WW1500 | Lamps | 6.8 | 15% | 7.82 | 0.0625 | GE Lamps | F96T12/WW/1500 15PK Lamp | E
F96T12UTCWEEC | Lamps | 3.06 | 15% | 3.52 | 0.0625 | GE Lamps | F96T12/UTCW/EE/C Instant Lamp | E
F96T12SPX41HOWM | Lamps | 9.9 | 15% | 11.39 | 0.0625 | GE Lamps | F96T12/SPX41/HO/WM 800MA Lamp | E
F96T12SPX41HOCVG | Lamps | 19 | 15% | 21.85 | 0.0625 | GE Lamps | F96T12/SPX41/HO Protected Lamp | E
F96T12SPX41CVG | Lamps | 15.22 | 15% | 17.5 | 0.0625 | GE Lamps | F96T12/SPX41 InstStrt ProtectedLamp | E
F96T12SPX41 15PK | Lamps | 5.98 | 15% | 6.88 | 0.0625 | GE Lamps | F96T12/SPX41 15PK InstantStart Lamp | E
F96T12SPX35WM 15PK | Lamps | 6.28 | 15% | 7.22 | 0.0625 | GE Lamps | F96T12/SPX35/WM 15PK Instant Lamp | E
F96T12SPX35WM | Lamps | 6.61 | 15% | 7.6 | 0.0625 | GE Lamps | F96T12/SPX35/WM Ecolux Lamp | E
F96T12SPX35HOWM | Lamps | 9.89 | 15% | 11.37 | 0.0625 | GE Lamps | F96T12/SPX35/HO/WM 800MA Lamp | E
F96T12SPX35HOCVG | Lamps | 19.95 | 15% | 22.94 | 0.0625 | GE Lamps | F96T12/SPX35/HO Protected Lamp | E
F96T12SPX35CVG | Lamps | 15.22 | 15% | 17.5 | 0.0625 | GE Lamps | F96T12/SPX35 InstStrt ProtectedLamp | E
F96T12SPX35 15PK | Lamps | 5.98 | 15% | 6.88 | 0.0625 | GE Lamps | F96T12/SPX35 15PK InstantStart Lamp | E
F96T12SPX30WM 15PK | Lamps | 6.28 | 15% | 7.22 | 0.0625 | GE Lamps | F96T12/SPX30/WM 15PK Instant Lamp | E
F96T12SPX30WM | Lamps | 4.27 | 15% | 4.91 | 0.0625 | GE Lamps | F96T12/SPX30/WM Ecolux Lamp | E
F96T12SPX30HOWM | Lamps | 9.89 | 15% | 11.37 | 0.0625 | GE Lamps | F96T12/SPX30/HO/WM 800MA Lamp | E
F96T12SPX30HOCVG | Lamps | 19.95 | 15% | 22.94 | 0.0625 | GE Lamps | F96T12/SPX30/HO Protected Lamp | E
F96T12SPX30HO 15PK | Lamps | 9.85 | 15% | 11.33 | 0.0625 | GE Lamps | F96T12/SPX30/HO 15PK 800MA Lamp | E
F96T12SPX30CVG | Lamps | 15.22 | 15% | 17.5 | 0.0625 | GE Lamps | F96T12/SPX30 InstStrt ProtectedLamp | E
F96T12SPX30 15PK | Lamps | 5.98 | 15% | 6.88 | 0.0625 | GE Lamps | F96T12/SPX30 Instant Start Lamp | E
F96T12SP65WM | Lamps | 4.49 | 15% | 5.16 | 0.0625 | GE Lamps | F96T12/SP65/WM Instant Lamp | E
F96T12SP65HOWM | Lamps | 5.18 | 15% | 5.96 | 0.0625 | GE Lamps | F96T12/SP65/HO/WM 800MA Lamp | E
F96T12SP65HOCVG | Lamps | 10.9 | 15% | 12.54 | 0.0625 | GE Lamps | F96T12/SP65/HO Protected Lamp | E
F96T12SP65HO | Lamps | 5.36 | 15% | 6.16 | 0.0625 | GE Lamps | F96T12/SP65/HO 800MA Lamp | E
F96T12SP65 | Lamps | 4.31 | 15% | 4.96 | 0.0625 | GE Lamps | F96T12/SP65 Instant Start Lamp | E
F96T12SP41WM 15PK | Lamps | 4.05 | 15% | 4.66 | 0.0625 | GE Lamps | F96T12/SP41/WM 15PK Instant Lamp | E
F96T12SP41WM | Lamps | 4.32 | 15% | 4.97 | 0.0625 | GE Lamps | F96T12/SP41/WM UPC Instant Lamp | E
F96T12SP41UPC | Lamps | 4.33 | 15% | 4.98 | 0.0625 | GE Lamps | F96T12/SP41/UPC Instant Start Lamp | E
F96T12SP41HOWMCVG | Lamps | 11.65 | 15% | 13.4 | 0.0625 | GE Lamps | F96T12/SP41/HO/WM Protected Lamp | E
F96T12SP41HOWM 15PK | Lamps | 5.18 | 15% | 5.96 | 0.0625 | GE Lamps | F96T12/SP41/HO/WM 800MA Lamp | E
F96T12SP41HO 15PK | Lamps | 5.36 | 15% | 6.16 | 0.0625 | GE Lamps | F96T12/SP41/HO 15PK 800MA Lamp | E
F96T12SP41 15PK | Lamps | 3.86 | 15% | 4.44 | 0.0625 | GE Lamps | F96T12/SP41 15PK Instant Start Lamp | E
F96T12SP35WMPCVG | Lamps | 11.13 | 15% | 12.8 | 0.0625 | GE Lamps | F96T12/SP35/WMP Protected Lamp | E
F96T12SP35WMECO | Lamps | 4.27 | 15% | 4.91 | 0.0625 | GE Lamps | F96T12/SP35/WM Ecolux Lamp | E
F96T12SP35WMCVG | Lamps | 10.13 | 15% | 11.65 | 0.0625 | GE Lamps | F96T12/SP35/WM Protected Lamp | E
F96T12SP35WMC 10PK | Lamps | 4.11 | 15% | 4.73 | 0.0625 | GE Lamps | F96T12/SP35/WM/C Instant Lamp | E
F96T12SP35WM UPC | Lamps | 4.54 | 15% | 5.22 | 0.0625 | GE Lamps | F96T12/SP35/WM UPC Instant Lamp | E
F96T12SP35WM | Lamps | 5.62 | 15% | 6.46 | 0.0625 | GE Lamps | F96T12/SP35/WM Extra Life Lamp | E
F96T12SP35HOWMCVG | Lamps | 11.13 | 15% | 12.8 | 0.0625 | GE Lamps | F96T12/SP35/HO/WM Protected Lamp | E
F96T12SP35HOWM | Lamps | 5.18 | 15% | 5.96 | 0.0625 | GE Lamps | F96T12/SP35/HO/WM 800MA Lamp | E
F96T12SP35HOCVG | Lamps | 10.88 | 15% | 12.51 | 0.0625 | GE Lamps | F96T12/SP35/HO Protected Lamp | E
F96T12SP35HO 15PK | Lamps | 5.36 | 15% | 6.16 | 0.0625 | GE Lamps | F96T12/SP35/HO 15PK 800MA Lamp | E
F96T12SP35CVG | Lamps | 9.58 | 15% | 11.02 | 0.05 | GE Lamps | F96T12/SP35 InstStrt Protected Lamp | E
F96T12SP35 15PK | Lamps | 3.87 | 15% | 4.45 | 0.0625 | GE Lamps | F96T12/SP35 15PK Instant Start Lamp | E
F96T12SP30WM 15PK | Lamps | 4.05 | 15% | 4.66 | 0.0625 | GE Lamps | F96T12/SP35/WM 15PK Instant Lamp | E
F96T12SP30WM | Lamps | 4.05 | 15% | 4.66 | 0.0625 | GE Lamps | F96T12/SP30/WM Instant Lamp | E
F96T12SP30HO 15PK | Lamps | 5.36 | 15% | 6.16 | 0.0625 | GE Lamps | F96T12/SP30/HO 15PK 800MA Lamp | E
F96T12SP30 15PK | Lamps | 3.86 | 15% | 4.44 | 0.0625 | GE Lamps | F96T12/SP30 15PK Instant Start Lamp | E
F96T12N 15PK | Lamps | 4.59 | 15% | 5.28 | 0.0625 | GE Lamps | F96T12/N 15PK Instant Start Lamp | E
F96T12LWWM 15PK | Lamps | 2.68 | 15% | 3.08 | 0.0625 | GE Lamps | F96T12/LW/WM 15PK Instant Lamp | E
F96T12LWHOWM | Lamps | 3.6 | 15% | 4.14 | 0.0625 | GE Lamps | F96T12/LW/HO/WM 800MA Lamp | E
F96T12LW1500WM 15PK | Lamps | 6.21 | 15% | 7.14 | 0.0625 | GE Lamps | F96T12/LW/1500/WM 15PK Lamp | E
F96T12GOHOCVG | Lamps | 0.01 | 15% | 0.01 | 0.0001 | GE Lamps | F96T12/GO/HO/CVG Gold Lamp | E
F96T12GOCVG | Lamps | 0.01 | 15% | 0.01 | 0.0001 | GE Lamps | F96T12/GO/CVG Gold Lamp | E
F96T12DXHOCVG | Lamps | 8.95 | 15% | 10.29 | 0.0625 | GE Lamps | F96T12/DX/HO Protected Lamp | E
F96T12DXCVG | Lamps | 8.19 | 15% | 9.42 | 0.0625 | GE Lamps | F96T12/DX InstStrt Protected Lamp | E
F96T12DX | Lamps | 5.4 | 15% | 6.21 | 0.0625 | GE Lamps | F96T12/DX Instant Start Lamp | E
F96T12DHOCVG | Lamps | 8.76 | 15% | 10.07 | 0.0625 | GE Lamps | F96T12/D/HO Protected Lamp | E
F96T12D1500 | Lamps | 10.73 | 15% | 12.34 | 0.0625 | GE Lamps | F96T12/D/1500 15PK Lamp | E
F96T12CWWMECO | Lamps | 3.1 | 15% | 3.57 | 0.0625 | GE Lamps | F96T12/CW/WM Instant Lamp | E
F96T12CWWMCVG | Lamps | 6.87 | 15% | 7.9 | 0.0625 | GE Lamps | F96T12/CW/WM Protected Lamp | E
F96T12CWWM UPC 10PK | Lamps | 3.01 | 15% | 3.46 | 0.0625 | GE Lamps | F96T12/CW/WM UPC Instant Lamp | E
F96T12CWWM 15PK | Lamps | 2.37 | 15% | 2.73 | 0.0625 | GE Lamps | F96T12/CW/WM 15PK Instant Lamp | E
F96T12CWWM | Lamps | 4.09 | 15% | 4.7 | 0.0625 | GE Lamps | F96T12/CW/WM Ecolux Lamp | E
F96T12CWVHO-CT | Lamps | 10.19 | 15% | 11.72 | 0.0625 | GE Lamps | F96T12/CW/VHO-CT Cold Temp Lamp | E
F96T12CWHOWMUPC | Lamps | 0 | 15% | 0 | 0.0001 | GE Lamps | F96T12/CW/HO/WM 800MA Lamp | E
F96T12CWHOWMECOCVG | Lamps | 8.97 | 15% | 10.32 | 0.0625 | GE Lamps | F96T12/CW/HO/WM/ECO Protected Lamp | E
F96T12CWHOWMECO | Lamps | 3.21 | 15% | 3.69 | 0.0625 | GE Lamps | F96T12/CW/HO/WM/ECO Ecolux Lamp | E
F96T12CWHOWMCVG | Lamps | 9.03 | 15% | 10.38 | 0.0625 | GE Lamps | F96T12/CW/HO/WM Protected Lamp | E
F96T12CWHOWM 15PK | Lamps | 2.97 | 15% | 3.42 | 0.0625 | GE Lamps | F96T12/CW/HO/WM 800MA Lamp | E
F96T12CWHOCVG | Lamps | 9.03 | 15% | 10.38 | 0.0625 | GE Lamps | F96T12/CW/HO Protected Lamp | E
F96T12CWHOCT | Lamps | 5.37 | 15% | 6.18 | 0.0625 | GE Lamps | F96T12/CW/HO/CT Cold Temp Lamp | E
F96T12CWCVG | Lamps | 6.87 | 15% | 7.9 | 0.0625 | GE Lamps | F96T12/CW InstStrt Protected Lamp | E
F96T12CW1500WM 15PK | Lamps | 6.91 | 15% | 7.95 | 0.0625 | GE Lamps | F96T12/CW/1500/WM 15PK Lamp | E
F96T12CW15000 | Lamps | 7.03 | 15% | 8.08 | 0.0625 | GE Lamps | F96T12/CW/1500/0 Cold Temp Lamp | E
F96T12CW1500 | Lamps | 6.81 | 15% | 7.83 | 0.0625 | GE Lamps | F96T12/CW/1500 15PK Lamp | E
F96T12CEWMECOCVG | Lamps | 7.24 | 15% | 8.33 | 0.0625 | GE Lamps | F96T12/CE/WM/ECO Protected Lamp | E
F96T12C50WM 15PK | Lamps | 5.91 | 15% | 6.8 | 0.0625 | GE Lamps | F96T12/C50/WM 15PK Instant Lamp | E
F96T12C50UPC | Lamps | 4.63 | 15% | 5.32 | 0.0625 | GE Lamps | F96T12/C50/UPC Instant Start Lamp | E
F96T12C50 | Lamps | 8.66 | 15% | 9.96 | 0.0625 | GE Lamps | F96T12/C50 Instant Start Lamp | E
F9BX827CDECO | Lamps | 0 | 15% | 0 | 0.0001 | GE Lamps | 9W 2-Pin Low Watt Biax Lamp | E
F8T5D | Lamps | 3.44 | 15% | 3.96 | 0.05 | GE Lamps | F8T5D Preheat Lamp | E
F8T5WWCARD | Lamps | 2.98 | 15% | 3.43 | 0.05 | GE Lamps | F8T5/WW/CARD Preheat Lamp | E
F8T5WW | Lamps | 2.98 | 15% | 3.43 | 0.05 | GE Lamps | F8T5/WW Preheat Lamp | E
F8T5CWCVG | Lamps | 4.25 | 15% | 4.89 | 0.05 | GE Lamps | F8T5/CW Protected Lamp | E
F8T5CW CARD | Lamps | 2.94 | 15% | 3.38 | 0.05 | GE Lamps | F8T5/CW CARD Preheat Lamp | E
F8T5CW | Lamps | 2.94 | 15% | 3.38 | 0.05 | GE Lamps | F8T5/CW Preheat Lamp | E
F84T12SGNHO 15PK | Lamps | 5.87 | 15% | 6.75 | 0.0625 | GE Lamps | F84T12SGN/HO 15PK 800MA Lamp | E
F84T12DHO 15PK | Lamps | 5.99 | 15% | 6.89 | 0.0625 | GE Lamps | F84T12/D/HO 15PK 800MA Lamp | E
F84T12CWHOCVG | Lamps | 8.61 | 15% | 9.9 | 0.0625 | GE Lamps | F84T12/CW/HO Protected Lamp | E
F84T12CWHO 15PK | Lamps | 6.26 | 15% | 7.2 | 0.0625 | GE Lamps | F84T12/CW/HO 15PK 800MA Lamp | E
F84T12CW 15PK | Lamps | 4.3 | 15% | 4.95 | 0.0625 | GE Lamps | F84T12/CW 15PK Instant Start Lamp | E
F80WT5865ECO | Lamps | 7.38 | 15% | 8.49 | 0.0625 | GE Lamps | F80W/T5/865 High Output Lamp | E
F80WT5850ECO | Lamps | 7.38 | 15% | 8.49 | 0.0625 | GE Lamps | F80W/T5/850 High Output Lamp | E
F80WT5841ECO | Lamps | 7.38 | 15% | 8.49 | 0.0625 | GE Lamps | F80W/T5/841 High Output Lamp | E
F80WT5835ECO | Lamps | 7.38 | 15% | 8.49 | 0.0625 | GE Lamps | F80W/T5/835 High Output Lamp | E
F80WT5830ECO | Lamps | 6.32 | 15% | 7.27 | 0.0625 | GE Lamps | F80W/T5/830 High Output Lamp | E
F7BX841ECO | Lamps | 0 | 15% | 0 | 0.0001 | GE Lamps | 7W 2-Pin Low Watt Biax Lamp | E
F7BX835ECO | Lamps | 0 | 15% | 0 | 0.0001 | GE Lamps | 7W 2-Pin Low Watt Biax Lamp | E
F7BX827ECO | Lamps | 0 | 15% | 0 | 0.0001 | GE Lamps | 7W 2-Pin Low Watt Biax Lamp | E
F7BX827CDECO | Lamps | 0 | 15% | 0 | 0.0001 | GE Lamps | 7W 2-Pin Low Watt Biax Lamp | E
F72T8WW 6PK | Lamps | 7.67 | 15% | 8.82 | 0.0625 | GE Lamps | F72T8/WW 6PK Lamp | E
F72T8CWCVG | Lamps | 12.44 | 15% | 14.31 | 0.0625 | GE Lamps | F72T8/CW InstStrt Protected Lamp | E
F72T8CW | Lamps | 7.07 | 15% | 8.13 | 0.0625 | GE Lamps | F72T8/CW Lamp | E
F72T12WWHO 15PK | Lamps | 4.49 | 15% | 5.16 | 0.0625 | GE Lamps | F72T12/WW/HO 15PK 800MA Lamp | E
F72T12SPX35HOCVG | Lamps | 21.42 | 15% | 24.63 | 0.0625 | GE Lamps | F72T12/SPX35/HO Protected Lamp | E
F72T12SPX35HO 15PK | Lamps | 12.86 | 15% | 14.79 | 0.0625 | GE Lamps | F72T12/SPX35/HO 15PK 800MA Lamp | E
F72T12SPX35CVG | Lamps | 18.37 | 15% | 21.13 | 0.0625 | GE Lamps | F72T12/SPX35 InstStrt ProtectedLamp | E
F72T12SPX35 15PK | Lamps | 6.91 | 15% | 7.95 | 0.0625 | GE Lamps | F72T12/SPX35 15PK InstantStart Lamp | E
F72T12SPX30HOCVG | Lamps | 21.42 | 15% | 24.63 | 0.0625 | GE Lamps | F72T12/SPX30/HO Protected Lamp | E
F72T12SPX30HO 15PK | Lamps | 9.69 | 15% | 11.14 | 0.0625 | GE Lamps | F72T12/SPX30/HO 15PK 800MA Lamp | E
F72T12SPX30CVG | Lamps | 17.53 | 15% | 20.16 | 0.0625 | GE Lamps | F72T12/SPX30 InstStrt ProtectedLamp | E
F72T12SPX30 15PK | Lamps | 6.9 | 15% | 7.94 | 0.0625 | GE Lamps | F72T12/SPX30 15PK InstantStart Lamp | E
F72T12SP41HO-CT | Lamps | 10.08 | 15% | 11.59 | 0.0625 | GE Lamps | F72T12/SP41/HO-CT Cold Temp Lamp | E
F72T12SP41HO 15PK | Lamps | 6.25 | 15% | 7.19 | 0.0625 | GE Lamps | F72T12/SP41/HO 15PK 800MA Lamp | E
F72T12SP41 | Lamps | 4.95 | 15% | 5.69 | 0.0625 | GE Lamps | F72T12/SP41 Instant Start Lamp | E
F72T12SP35HOCVG | Lamps | 20.29 | 15% | 23.33 | 0.0625 | GE Lamps | F72T12/SP35/HO Protected Lamp | E
F72T12SP35HO 15PK | Lamps | 6.25 | 15% | 7.19 | 0.0625 | GE Lamps | F72T12/SP35/HO 15PK 800MA Lamp | E
F72T12SP35CVG | Lamps | 13.12 | 15% | 15.09 | 0.0625 | GE Lamps | F72T12/SP35 InstStrt Protected Lamp | E
F72T12SP35 15PK | Lamps | 4.95 | 15% | 5.69 | 0.0625 | GE Lamps | F72T12/SP35 15PK Instant Start Lamp | E
F72T12SP30HO 15PK | Lamps | 5.11 | 15% | 5.88 | 0.0625 | GE Lamps | F72T12/SP30/HO 15PK 800MA Lamp | E
F72T12SGNHO 15PK | Lamps | 5.73 | 15% | 6.59 | 0.0625 | GE Lamps | F72T12/SGN/HO 15PK 800MA Lamp | E
F72T12NHO | Lamps | 6.37 | 15% | 7.33 | 0.0625 | GE Lamps | F72T12/N/HO 800MA Lamp | E
F72T12GOCVG | Lamps | 0.01 | 15% | 0.01 | 0.0001 | GE Lamps | F72T12/GO/CVG Gold Lamp | E
F72T12DHO 15PK | Lamps | 5.61 | 15% | 6.45 | 0.0625 | GE Lamps | F72T12/D/HO 15PK 800MA Lamp | E
F72T12D 15PK | Lamps | 8.08 | 15% | 9.29 | 0.0625 | GE Lamps | F72T12/D 15PK Instant Start Lamp | E
F72T12CWVHO-CT | Lamps | 9.76 | 15% | 11.22 | 0.0625 | GE Lamps | F72T12/CW/VHO-CT Cold Temp Lamp | E
F72T12CWUPC 10PK | Lamps | 6.55 | 15% | 7.53 | 0.0625 | GE Lamps | F72T12/CW/UPC Instant Start Lamp | E
F72T12CWHO-AT | Lamps | 6.75 | 15% | 7.76 | 0.0625 | GE Lamps | F72T12/CW/HO-AT Cold Temp Lamp | E
F72T12CWHOCVG | Lamps | 8.64 | 15% | 9.94 | 0.0625 | GE Lamps | F72T12/CW/HO Protected Lamp | E
F72T12CWHO 15PK | Lamps | 5.22 | 15% | 6 | 0.0625 | GE Lamps | F72T12/CW/HO 15PK 800MA Lamp | E
F72T12CWC | Lamps | 3.69 | 15% | 4.24 | 0.0625 | GE Lamps | F72T12/CW/C Instant Start Lamp | E
F72T12CW15000 | Lamps | 6.57 | 15% | 7.56 | 0.0625 | GE Lamps | F72T12/CW/1500/0 Cold Temp Lamp | E
F72T12CW1500 15PK | Lamps | 6.79 | 15% | 7.81 | 0.0625 | GE Lamps | F72T12/CW/1500 15PK Lamp | E
F72T12CW 15PK | Lamps | 5.81 | 15% | 6.68 | 0.0625 | GE Lamps | F72T12/CW 15PK Instant Start Lamp | E
F72T10CWVHO-CT | Lamps | 13.5 | 15% | 15.53 | 0.0625 | GE Lamps | F72T10/CW/VHO VHO Cold Temp Lamp | E
F72T10CW 15PK | Lamps | 8.63 | 15% | 9.92 | 0.0625 | GE Lamps | F72T10/CW 15PK VHO Cold Temp Lamp | E
F70WT8841 | Lamps | 17.55 | 15% | 20.18 | 0.0625 | GE Lamps | F70WT8/841 Cold Temp Lamp | E
F70WT8835 | Lamps | 10.62 | 15% | 12.21 | 0.0625 | GE Lamps | F70WT8/835 Cold Temp Lamp | E
F70T8840PLYXLR | Lamps | 4.18 | 15% | 4.81 | 0.0625 | GE Lamps | F70T8/840 Polylux Lamp | E
F70T8835PLYXLR | Lamps | 4.45 | 15% | 5.12 | 0.0625 | GE Lamps | F70T8/835 Polylux Lamp | E
F70QBX850A4PEOL | Lamps | 0.01 | 15% | 0.01 | 0.0001 | GE Lamps | 70W 4-Pin High Output Biax Lamp | E
F70QBX835A4PEOL | Lamps | 0.01 | 15% | 0.01 | 0.0001 | GE Lamps | 70W 4-Pin High Output Biax Lamp | E
F70QBX830A4PEOL | Lamps | 0.01 | 15% | 0.01 | 0.0001 | GE Lamps | 70W 4-Pin High Output Biax Lamp | E
F70QBX827A4PEOL | Lamps | 0.01 | 15% | 0.01 | 0.0001 | GE Lamps | 70W 4-Pin High Output Biax Lamp | E
F70QBX841AECO | Lamps | 0.01 | 15% | 0.01 | 0.0001 | GE Lamps | 70W 4-Pin High Output Biax Lamp | E
F6T5D | Lamps | 4.58 | 15% | 5.27 | 0.05 | GE Lamps | F6T5/D Preheat Lamp | E
F6T5CWCVG | Lamps | 4.25 | 15% | 4.89 | 0.05 | GE Lamps | F6T5/CW Protected Lamp | E
F6T5CW CARD | Lamps | 3.48 | 15% | 4 | 0.05 | GE Lamps | F6T5/CW CARD Preheat Lamp | E
F6T5CW | Lamps | 3.48 | 15% | 4 | 0.05 | GE Lamps | F6T5/CW Preheat Lamp | E
F64T6WW | Lamps | 9.31 | 15% | 10.71 | 0.05 | GE Lamps | F64T6/WW Instant Start Lamp | E
F64T6SP35CVG | Lamps | 16.93 | 15% | 19.47 | 0.05 | GE Lamps | F64T6/SP35 Protected Lamp | E
F64T6CWCVG | Lamps | 10.71 | 15% | 12.32 | 0.05 | GE Lamps | F64T6/CW Protected Lamp | E
F64T6CW | Lamps | 8.51 | 15% | 9.79 | 0.05 | GE Lamps | F64T6/CW Instant Start Lamp | E
F64T12SGNHO 15PK | Lamps | 5.73 | 15% | 6.59 | 0.05 | GE Lamps | F64T12/SGN/HO 15PK 800MA Lamp | E
F64T12DHO 15PK | Lamps | 6.45 | 15% | 7.42 | 0.05 | GE Lamps | F64T12/D/HO 15PK 800MA Lamp | E
F64T12D 15PK | Lamps | 4.59 | 15% | 5.28 | 0.05 | GE Lamps | F64T12/D 15PK Instant Start Lamp | E
F64T12CWHO 15PK | Lamps | 5.8 | 15% | 6.67 | 0.05 | GE Lamps | F64T12/CW/HO 15PK 800MA Lamp | E
F64T12CW 15PK | Lamps | 4.1 | 15% | 4.72 | 0.05 | GE Lamps | F64T12/CW 15PK Instant Start Lamp | E
F60T12SGNHO 15PK | Lamps | 6.11 | 15% | 7.03 | 0.05 | GE Lamps | F60T12/SGN/HO 15PK 800MA Lamp | E
F60T12DHO 15PK | Lamps | 5.58 | 15% | 6.42 | 0.05 | GE Lamps | F60T12/D/HO 15PK 800MA Lamp | E
F60T12D 15PK | Lamps | 4.65 | 15% | 5.35 | 0.05 | GE Lamps | F60T12/D 15PK Instant Start Lamp | E
F60T12CWHO-CT | Lamps | 12.42 | 15% | 14.28 | 0.05 | GE Lamps | F60T12/CW/HO-CT Cold Temp Lamp | E
F60T12CWHOCVG | Lamps | 10.99 | 15% | 12.64 | 0.05 | GE Lamps | F60T12/CW/HO Protected Lamp | E
F60T12CWHO 15PK | Lamps | 5.58 | 15% | 6.42 | 0.05 | GE Lamps | F60T12/CW/HO 15PK 800MA Lamp | E
F60T12CWCVG | Lamps | 8.71 | 15% | 10.02 | 0.05 | GE Lamps | F60T12/CW InstStrt Protected Lamp | E
F60T12CW 15PK | Lamps | 6.54 | 15% | 7.52 | 0.05 | GE Lamps | F60T12/CW 15PK Instant Start Lamp | E
F60T10SP30 | Lamps | 9.28 | 15% | 10.67 | 0.05 | GE Lamps | F60T10/SP30 VHO Cold Temp Lamp | E
F60T10CWVHO-CT | Lamps | 11.65 | 15% | 13.4 | 0.05 | GE Lamps | F60T10/CW/VHO VHO Cold Temp Lamp | E
F60T10CW 6PK | Lamps | 7.66 | 15% | 8.81 | 0.05 | GE Lamps | F60T10/CW 6PK VHO Cold Temp Lamp | E
F60T10CW | Lamps | 6.93 | 15% | 7.97 | 0.05 | GE Lamps | F60T10/CW VHO Cold Temp Lamp | E
F58WT8841 | Lamps | 15.45 | 15% | 17.77 | 0.05 | GE Lamps | F58WT8/841 Cold Temp Lamp | E
F58WT8835 | Lamps | 9.36 | 15% | 10.76 | 0.05 | GE Lamps | F58WT8/835 Cold Temp Lamp | E
F58T8GOCVG | Lamps | 0.01 | 15% | 0.01 | 0.0001 | GE Lamps | F58T8/GO/CVG Gold Lamp | E
F58T8841PLYXLR | Lamps | 8.03 | 15% | 9.23 | 0.05 | GE Lamps | F58T8/841 Polylux Lamp | E
F58T8835PLYXLR | Lamps | 8.03 | 15% | 9.23 | 0.05 | GE Lamps | F58T8/835 Polylux Lamp | E
F57QBX850A4PEOL | Lamps | 0.01 | 15% | 0.01 | 0.0001 | GE Lamps | 57W 4-Pin High Output Biax Lamp | E
F57QBX835A4PEOL | Lamps | 0.01 | 15% | 0.01 | 0.0001 | GE Lamps | 57W 4-Pin High Output Biax Lamp | E
F57QBX830A4PEOL | Lamps | 0.01 | 15% | 0.01 | 0.0001 | GE Lamps | 57W 4-Pin High Output Biax Lamp | E
F57QBX827A4PEOL | Lamps | 0.01 | 15% | 0.01 | 0.0001 | GE Lamps | 57W 4-Pin High Output Biax Lamp | E
F57QBX841AECO | Lamps | 0.01 | 15% | 0.01 | 0.0001 | GE Lamps | 57W 4-Pin High Output Biax Lamp | E
F55BXSTUDIOBX56 | Lamps | 0 | 15% | 0 | 0.0001 | GE Lamps | 55W Self-Ballasted Film/TV Lamp | E
F55BXSTUDIOBX32 | Lamps | 0 | 15% | 0 | 0.0001 | GE Lamps | 55W Self-Ballasted Film/TV Lamp | E
F55BXCINPLUS55 | Lamps | 0.01 | 15% | 0.01 | 0.0001 | GE Lamps | 55W Self-Ballasted Film/TV Lamp | E
F55BXCINPLUS32 | Lamps | 0.01 | 15% | 0.01 | 0.0001 | GE Lamps | 55W Self-Ballasted Film/TV Lamp | E
F55BXARFS 6PK | Lamps | 0.01 | 15% | 0.01 | 0.0001 | GE Lamps | 55W 4-Pin High Lumen Biax Lamp | E
F55BX840 | Lamps | 0.01 | 15% | 0.01 | 0.0001 | GE Lamps | 55W 4-Pin High Lumen Biax Lamp | E
F55BX835 | Lamps | 0.01 | 15% | 0.01 | 0.0001 | GE Lamps | 55W 4-Pin High Lumen Biax Lamp | E
F55BX830 | Lamps | 0.01 | 15% | 0.01 | 0.0001 | GE Lamps | 55W 4-Pin High Lumen Biax Lamp | E
F552D830AT4PB | Lamps | 0.01 | 15% | 0.01 | 0.0001 | GE Lamps | 55W 4-Pin 2D Lamp | E
F552D8304PCD | Lamps | 0.01 | 15% | 0.01 | 0.0001 | GE Lamps | 55W 4-Pin 2D Lamp | E
F55BXBL | Lamps | 0 | 15% | 0 | 0.0001 | GE Lamps | 55W Self-Ballasted Blacklight Lamp | E
F54WT5865ECO | Lamps | 3.59 | 15% | 4.13 | 0.05 | GE Lamps | F54W/T5/865 High Output Lamp | E
F54WT5850ECO | Lamps | 3.59 | 15% | 4.13 | 0.05 | GE Lamps | F54W/T5/850 High Output Lamp | E
F54WT5841ECO | Lamps | 3.59 | 15% | 4.13 | 0.05 | GE Lamps | F54W/T5/841 High Output Lamp | E
F54WT5835ECO | Lamps | 3.59 | 15% | 4.13 | 0.05 | GE Lamps | F54W/T5/835 High Output Lamp | E
F54WT5830ECO | Lamps | 3.59 | 15% | 4.13 | 0.05 | GE Lamps | F54W/T5/830 High Output Lamp | E
F54T5865ECOHOCVG | Lamps | 9.22 | 15% | 10.6 | 0.05 | GE Lamps | F54T5/865ECO/HO Protected Lamp | E
F54T5850ECOHOCVG | Lamps | 9.22 | 15% | 10.6 | 0.05 | GE Lamps | F54T5/850ECO/HO Protected Lamp | E
F54T5841ECOHOCVG | Lamps | 9.22 | 15% | 10.6 | 0.05 | GE Lamps | F54T5/841ECO/HO Protected Lamp | E
F54T5835ECOHOCVG | Lamps | 9.22 | 15% | 10.6 | 0.05 | GE Lamps | F54T5/835ECO/HO Protected Lamp | E
F54T5830ECOHOCVG1 | Lamps | 9.22 | 15% | 10.6 | 0.05 | GE Lamps | F54T5/830ECO/HO Protected Lamp | E
F54"T12SPB | Lamps | 8.73 | 15% | 10.04 | 0.05 | GE Lamps | F54"T12/SPB Reprographic Lamp | E
F50BXSPX41RS10PK | Lamps | 0.01 | 15% | 0.01 | 0.0001 | GE Lamps | 50W 4-Pin High Lumen Biax Lamp | E
F50BXSPX35RS10PK | Lamps | 0.01 | 15% | 0.01 | 0.0001 | GE Lamps | 50W 4-Pin High Lumen Biax Lamp | E
F50BXSPX30RS10PK | Lamps | 0.01 | 15% | 0.01 | 0.0001 | GE Lamps | 50W 4-Pin High Lumen Biax Lamp | E
F4T6SP35 | Lamps | 11.79 | 15% | 13.56 | 0.05 | GE Lamps | F42T6/SP35 Instant Start Lamp | E
F4T5CWCVG | Lamps | 4.04 | 15% | 4.65 | 0.05 | GE Lamps | F4T5/CW Protected Lamp | E
F4T5CW CARD | Lamps | 3.87 | 15% | 4.45 | 0.05 | GE Lamps | F4T5/CW CARD Preheat Lamp | E
F4T5BLB | Lamps | 0.01 | 15% | 0.01 | 0.0001 | GE Lamps | F4T5/BLB Blacklight Blue Lamp | E
F49WT5865ECO | Lamps | 6.39 | 15% | 7.35 | 0.05 | GE Lamps | F49W/T5/865 High Output Lamp | E
F49WT5850ECO | Lamps | 6.39 | 15% | 7.35 | 0.05 | GE Lamps | F49W/T5/850 High Output Lamp | E
F49WT5841ECO | Lamps | 6.39 | 15% | 7.35 | 0.05 | GE Lamps | F49W/T5/841 High Ouput Lamp | E
F49WT5835ECO | Lamps | 6.39 | 15% | 7.35 | 0.05 | GE Lamps | F49W/T5/835 High Output Lamp | E
F49WT5830ECO | Lamps | 6.39 | 15% | 7.35 | 0.05 | GE Lamps | F49W/T5/830 High Output Lamp | E
F48T12SPX35HOCVG | Lamps | 13.65 | 15% | 15.7 | 0.05 | GE Lamps | F48T12/SPX35/HO Protected Lamp | E
F48T12SPX35HO | Lamps | 6.24 | 15% | 7.18 | 0.05 | GE Lamps | F48T12/SPX35/HO 800MA Lamp | E
F48T12SPX35CVG | Lamps | 20.47 | 15% | 23.54 | 0.05 | GE Lamps | F48T12/SPX35 InstStrt ProtectedLamp | E
F48T12SPX30HO-CT | Lamps | 14.13 | 15% | 16.25 | 0.05 | GE Lamps | F48T12/SPX30/HO-CT Cold Temp Lamp | E
F48T12SP41WM | Lamps | 8.37 | 15% | 9.63 | 0.05 | GE Lamps | F48T12/SP41/WM Instant Start Lamp | E
F48T12SP41HO | Lamps | 7.62 | 15% | 8.76 | 0.05 | GE Lamps | F48T12/SP41/HO 800MA Lamp | E
F48T12SP35WM | Lamps | 6.28 | 15% | 7.22 | 0.05 | GE Lamps | F48T12/SP35/WM Instant Start Lamp | E
F48T12SP35HO-CT | Lamps | 12.41 | 15% | 14.27 | 0.05 | GE Lamps | F48T12/SP35/HO-CT Cold Temp Lamp | E
F48T12SP35HOWM | Lamps | 6.15 | 15% | 7.07 | 0.05 | GE Lamps | F48T12/SP35/HO/WM Ecolux Lamp | E
F48T12SP35HO | Lamps | 7.62 | 15% | 8.76 | 0.05 | GE Lamps | F48T12/SP35/HO 800MA Lamp | E
F48T12SP35CVG | Lamps | 8.72 | 15% | 10.03 | 0.05 | GE Lamps | F48T12/SP35 InstStrt Protected Lamp | E
F48T12SP30HO | Lamps | 7.62 | 15% | 8.76 | 0.05 | GE Lamps | F48T12/SP30/HO 800MA Lamp | E
F48T12SGNHO | Lamps | 5.64 | 15% | 6.49 | 0.05 | GE Lamps | F48T12/SGN/HO 800MA Lamp | E
F48T12LWHOWM | Lamps | 4.1 | 15% | 4.72 | 0.05 | GE Lamps | F48T12/LW/HO/WM Ecolux Lamp | E
F48T12DHOCVG | Lamps | 10.83 | 15% | 12.45 | 0.05 | GE Lamps | F48T12/D/HO Protected Lamp | E
F48T12DHO | Lamps | 5.8 | 15% | 6.67 | 0.05 | GE Lamps | F48T12/D/HO 800MA Lamp | E
F48T12CWVHO-CT | Lamps | 8.96 | 15% | 10.3 | 0.05 | GE Lamps | F48T12/CW/VHO-CT Cold Temp Lamp | E
F48T12CWHOUPC | Lamps | 5.73 | 15% | 6.59 | 0.05 | GE Lamps | F48T12/CW/HO/UPC 800MA Lamp | E
F48T12CWHOCVG | Lamps | 8.24 | 15% | 9.48 | 0.05 | GE Lamps | F48T12/CW/HO Protected Lamp | E
F48T12CWHO | Lamps | 5.09 | 15% | 5.85 | 0.05 | GE Lamps | F48T12/CW/HO 800MA Lamp | E
F48T12CWCVG | Lamps | 7.19 | 15% | 8.27 | 0.0625 | GE Lamps | F48T12/CW InstStrt Protected Lamp | E
F48T12CW15000 | Lamps | 7.53 | 15% | 8.66 | 0.0625 | GE Lamps | F48T12/CW/1500/0 Cold Temp Lamp | E
F48T12CW1500 | Lamps | 6.59 | 15% | 7.58 | 0.05 | GE Lamps | F48T12/CW/1500 Lamp | E
F48T10CWVHO-CT | Lamps | 10.8 | 15% | 12.42 | 0.05 | GE Lamps | F48T10/CW/VHO VHO Cold Temp Lamp | E
F48T10CW | Lamps | 7.15 | 15% | 8.22 | 0.05 | GE Lamps | F48T10/CW VHO Cold Temp Lamp | E
F4825WUTECO2PK | Lamps | 1.82 | 15% | 2.09 | 0.05 | GE Lamps | F48/25W/UTECO2PK Shoplight Lamp | E
F4825WUTECOUPC | Lamps | 1.48 | 15% | 1.7 | 0.05 | GE Lamps | F48/25W/UTECO/UPC Shoplight Lamp | E
F4825WUTECOTWN | Lamps | 1.82 | 15% | 2.09 | 0.05 | GE Lamps | F48/25W/UTECO/TWN Shoplight Lamp | E
F4825WUTECOSLV | Lamps | 1.63 | 15% | 1.87 | 0.05 | GE Lamps | F48/25W/UTECO/SLV Shoplight Lamp | E
F42TBX841AECO | Lamps | 0.01 | 15% | 0.01 | 0.0001 | GE Lamps | 42W 4-Pin Triple Biax Lamp | E
F42TBX835AECO | Lamps | 0.01 | 15% | 0.01 | 0.0001 | GE Lamps | 42W 4-Pin Triple Biax Lamp | E
F42TBX830AECO | Lamps | 0.01 | 15% | 0.01 | 0.0001 | GE Lamps | 42W 4-Pin Triple Biax Lamp | E
F42TBX827AECO | Lamps | 0.01 | 15% | 0.01 | 0.0001 | GE Lamps | 42W 4-Pin Triple Biax Lamp | E
F42T6WWCVG | Lamps | 12.65 | 15% | 14.55 | 0.05 | GE Lamps | F42T6/WW Protected Lamp | E
F42T6SP35CVG | Lamps | 16.69 | 15% | 19.19 | 0.05 | GE Lamps | F42T6/SP35 Protected Lamp | E
F42T6CWCVG | Lamps | 12.02 | 15% | 13.82 | 0.05 | GE Lamps | F42T6/CW Protected Lamp | E
F42T12SGNHO | Lamps | 4.62 | 15% | 5.31 | 0.05 | GE Lamps | F42T12/SGN/HO 800MA Lamp | E
F42T12DHO | Lamps | 5.8 | 15% | 6.67 | 0.05 | GE Lamps | F42T12/D/HO 800MA Lamp | E
F42T12CWHO | Lamps | 6.28 | 15% | 7.22 | 0.05 | GE Lamps | F42T12/CW/HO 800MA Lamp | E
F42T12CW | Lamps | 4.55 | 15% | 5.23 | 0.05 | GE Lamps | F42T12/CW Instant Start Lamp | E
F40T8SPX41 | Lamps | 6.91 | 15% | 7.95 | 0.05 | GE Lamps | F40T8/SPX41 Lamp | E
F40T8SPX35 | Lamps | 6.91 | 15% | 7.95 | 0.05 | GE Lamps | F40T8/SPX35 Lamp | E
F40T8SPX30 | Lamps | 6.91 | 15% | 7.95 | 0.05 | GE Lamps | F40T8/SPX30 Lamp | E
F40T8SP41 | Lamps | 3.04 | 15% | 3.5 | 0.05 | GE Lamps | F40T8/SP41 Lamp | E
F40T8SP35 | Lamps | 3.04 | 15% | 3.5 | 0.05 | GE Lamps | F40T8/SP35 Lamp | E
F40T8SP30 | Lamps | 3.04 | 15% | 3.5 | 0.05 | GE Lamps | F40T8/SP30 Lamp | E
F40T12-SR 6PK | Lamps | 0 | 15% | 0 | 0.0001 | GE Lamps | F40PL/SR Plant Aquarium Lamp | E
F40T12SP41U6CVG | Lamps | 11.81 | 15% | 13.58 | 0.05 | GE Lamps | F40T12/SP41/U6 InStrt ProtectedLamp | E
F40T12SP35U6CVG | Lamps | 11.09 | 15% | 12.75 | 0.05 | GE Lamps | F40T12/SP35/U6 InStrt ProtectedLamp | E
F40T12SP35ECOCVG | Lamps | 4.77 | 15% | 5.49 | 0.05 | GE Lamps | F40T12/SP35/ECO Protected Lamp | E
F40T12SP30U6CVG | Lamps | 11.09 | 15% | 12.75 | 0.05 | GE Lamps | F40T12/SP30/U6 InStrt ProtectedLamp | E
F40T12SP30ECOCVG | Lamps | 4.77 | 15% | 5.49 | 0.05 | GE Lamps | F40T12/SP30/ECO Protected Lamp | E
F40T12R24ECOCVG | Lamps | 0.01 | 15% | 0.01 | 0.0001 | GE Lamps | F40T12/R24/ECO/CVG Colored Lamp | E
F40T12G89ECOCVG | Lamps | 0 | 15% | 0 | 0.0001 | GE Lamps | F40T12/G89/ECO/CVG Colored Lamp | E
F40T12FLECOCVG | Lamps | 0 | 15% | 0 | 0.0001 | GE Lamps | F40T12/FL/ECO/CVG Grocery Lamp | E
F40T12B65ECOCVG | Lamps | 0 | 15% | 0 | 0.0001 | GE Lamps | F40T12/B65/ECO/CVG Colored Lamp | E
F40T12ARSA 6PK | Lamps | 0.01 | 15% | 0.01 | 0.0001 | GE Lamps | F40T12/AR/SA Plant Aquarium Lamp | E
F40T12ARFS 6PK | Lamps | 0.01 | 15% | 0.01 | 0.0001 | GE Lamps | F40T12/AR/FS Plant Aquarium Lamp | E
F40T12ARFR 6PK | Lamps | 0 | 15% | 0 | 0.0001 | GE Lamps | F40T12/AR/FR Plant Aquarium Lamp | E
F40SP65ECOUPC | Lamps | 2.37 | 15% | 2.73 | 0.05 | GE Lamps | F40SP65 Stnd Starcoat Lamp | E
F40SP41ECOC | Lamps | 2.39 | 15% | 2.75 | 0.05 | GE Lamps | F40SP41 Stnd Starcoat Lamp | E
F40PLAQ 6PK | Lamps | 0 | 15% | 0 | 0.0001 | GE Lamps | F40PL/AQ Plant Aquarium Lamp | E
F40DULTRAECO6PK | Lamps | 2.32 | 15% | 2.67 | 0.05 | GE Lamps | F40D/ULTRA/6PK Std Starcoat Lamp | E
F40DULTRAECO2PK | Lamps | 3.66 | 15% | 4.21 | 0.05 | GE Lamps | F40D/ULTRA/2PK Std Starcoat Lamp | E
F40BLB 6PK | Lamps | 0.03 | 15% | 0.03 | 0.0001 | GE Lamps | F40BLB 6PK Blacklight Blue Lamp | E
F40BLU3 | Lamps | 0.01 | 15% | 0.01 | 0.0001 | GE Lamps | F40BL/U/3 Blacklight Lamp | E
F40BL 6PK | Lamps | 0.01 | 15% | 0.01 | 0.0001 | GE Lamps | F40BL 6PK Blacklight Lamp | E
F4030BXSPX30 10P | Lamps | 0.01 | 15% | 0.01 | 0.0001 | GE Lamps | 40W 4-Pin High Lumen Biax Lamp | E
F40XLSPX50ECO | Lamps | 4.77 | 15% | 5.49 | 0.05 | GE Lamps | F40/XL/SPX50 Extra Life Lamp | E
F40XLSPX41ECO | Lamps | 4.77 | 15% | 5.49 | 0.05 | GE Lamps | F40/XL/SPX41 Extra Life Lamp | E
F40XLSPX35ECO | Lamps | 4.77 | 15% | 5.49 | 0.05 | GE Lamps | F40/XL/SPX35 Extra Life Lamp | E
F40XLSPX30ECO | Lamps | 4.77 | 15% | 5.49 | 0.05 | GE Lamps | F40/XL/SPX30 Extra Life Lamp | E
F40XLSP41ECO | Lamps | 2.38 | 15% | 2.74 | 0.05 | GE Lamps | F40/XL/SP41 Extra Life Lamp | E
F40XLSP35ECO | Lamps | 2.38 | 15% | 2.74 | 0.05 | GE Lamps | F40/XL/SP35 Extra Life Lamp | E
F40XLSP30ECO | Lamps | 2.38 | 15% | 2.74 | 0.05 | GE Lamps | F40/XL/SP30 Extra Life Lamp | E
F40SUNECO6PK | Lamps | 2.87 | 15% | 3.3 | 0.05 | GE Lamps | F40/SUN/6PK Std Starcoat Lamp | E
F40SUNECO 6PK | Lamps | 2.39 | 15% | 2.75 | 0.05 | GE Lamps | F40/SUN 6PK 40 Watt TCLP Lamp | E
F40SPX50ECO | Lamps | 3.8 | 15% | 4.37 | 0.05 | GE Lamps | F40/SPX50 40 Watt TCLP Lamp | E
F40SPX41ECOCVG | Lamps | 8.19 | 15% | 9.42 | 0.05 | GE Lamps | F40/SPX41/ECO Protected Lamp | E
F40SPX41ECO | Lamps | 3.8 | 15% | 4.37 | 0.05 | GE Lamps | F40/SPX41 40 Watt TCLP Lamp | E
F40SPX35ECOCVG | Lamps | 8.21 | 15% | 9.44 | 0.05 | GE Lamps | F40/SPX35/ECO Protected Lamp | E
F40SPX35ECO | Lamps | 3.91 | 15% | 4.5 | 0.05 | GE Lamps | F40/SPX35 40 Watt TCLP Lamp | E
F40SPX30ECO | Lamps | 3.91 | 15% | 4.5 | 0.05 | GE Lamps | F40/SPX30 40 Watt TCLP Lamp | E
F40SP65ECOCVG | Lamps | 4.77 | 15% | 5.49 | 0.05 | GE Lamps | F40/SP65/ECO Protected Lamp | E
F40SP65ECO | Lamps | 1.93 | 15% | 2.22 | 0.05 | GE Lamps | F40/SP65 40 Watt TCLP Lamp | E
F40SP41RSWMP 30PK | Lamps | 2.3 | 15% | 2.65 | 0.05 | GE Lamps | F40/SP41/RS Watt Miser Plus Lamp | E
F40SP41ECOC | Lamps | 1.99 | 15% | 2.29 | 0.05 | GE Lamps | F40/SP41/C 40 Watt TCLP Lamp | E
F40SP41ECO | Lamps | 1.93 | 15% | 2.22 | 0.05 | GE Lamps | F40/SP41 40 Watt TCLP Lamp | E
F40SP35RSWMP 30PK | Lamps | 2.3 | 15% | 2.65 | 0.05 | GE Lamps | F40/SP35/RS Watt Miser Plus Lamp | E
F40SP35ECO | Lamps | 1.93 | 15% | 2.22 | 0.05 | GE Lamps | F40/SP35 40 Watt TCLP Lamp | E
F40SP30ECO | Lamps | 1.93 | 15% | 2.22 | 0.05 | GE Lamps | F40/SP30 40 Watt TCLP Lamp | E
F40RESECOTWIN-9PK | Lamps | 3.34 | 15% | 3.84 | 0.05 | GE Lamps | F40/RES/TWIN-9PK Std Starcoat Lamp | E
F40RESECOSLV 6PK | Lamps | 1.53 | 15% | 1.76 | 0.05 | GE Lamps | F40/RES/SLV 6PK 40 Watt TCLP Lamp | E
F40RESECOSLV 6PK | Lamps | 1.83 | 15% | 2.1 | 0.05 | GE Lamps | F40/RES/SLV/6PK Std Starcoat Lamp | E
F40RESECOSLV | Lamps | 1.45 | 15% | 1.67 | 0.05 | GE Lamps | F40/RES/SLV 40 Watt TCLP Lamp | E
F40RESECOSLV | Lamps | 1.74 | 15% | 2 | 0.05 | GE Lamps | F40/RES/SLV Std Starcoat Lamp | E
F40RESECOLL2PK | Lamps | 4.59 | 15% | 5.28 | 0.05 | GE Lamps | F40/RES/LL/2PK Std Starcoat Lamp | E
F40RESECO TWN 9PK | Lamps | 2.79 | 15% | 3.21 | 0.05 | GE Lamps | F40/RES TWN 9PK 40 Watt TCLP Lamp | E
F40NECOCVG | Lamps | 5.67 | 15% | 6.52 | 0.05 | GE Lamps | F40/N/ECO Protected Lamp | E
F40NECO | Lamps | 2.51 | 15% | 2.89 | 0.05 | GE Lamps | F40/N 40 Watt TCLP Lamp | E
F40KBECOCVGUPC | Lamps | 4.3 | 15% | 4.95 | 0.05 | GE Lamps | F40/KB/ECO/UPC Protected Lamp | E
F40KBECO6PK | Lamps | 2.4 | 15% | 2.76 | 0.05 | GE Lamps | F40/KB/6PK Std Starcoat Lamp | E
F40KBECO2PK | Lamps | 4.86 | 15% | 5.59 | 0.05 | GE Lamps | F40/KB/2PK Std Starcoat Lamp | E
F40KBECO 6PK | Lamps | 2 | 15% | 2.3 | 0.05 | GE Lamps | F40/KB 6PK 40 Watt TCLP Lamp | E
F40KBECO 2PK | Lamps | 4.05 | 15% | 4.66 | 0.05 | GE Lamps | F40/KB 2PK 40 Watt TCLP Lamp | E
F40GOCVG | Lamps | 0 | 15% | 0 | 0.0001 | GE Lamps | F40/GO/CVG Gold Lamp | E
F40G 6PK | Lamps | 0.01 | 15% | 0.01 | 0.0001 | GE Lamps | F40/G 6PK Colored Lamp | E
F40DXECOCVG | Lamps | 5.61 | 15% | 6.45 | 0.05 | GE Lamps | F40/DX/ECO Protected Lamp | E
F40DXECO | Lamps | 2.84 | 15% | 3.27 | 0.05 | GE Lamps | F40/DX 40 Watt TCLP Lamp | E
F40DULTRAECO 6PK | Lamps | 1.93 | 15% | 2.22 | 0.05 | GE Lamps | F40/D/ULTRA/6PK 40 Watt TCLP Lamp | E
F40DECOCVG | Lamps | 4.09 | 15% | 4.7 | 0.05 | GE Lamps | F40/D/ECO Protected Lamp | E
F40CWRSWMP 30PK | Lamps | 1.48 | 15% | 1.7 | 0.05 | GE Lamps | F40/CW/RS Watt Miser Plus Lamp | E
F40CWECOCVG 6PACK | Lamps | 3.78 | 15% | 4.35 | 0.05 | GE Lamps | F40/CW/ECO 6PACK Protected Lamp | E
F40CWECOCVG | Lamps | 3.51 | 15% | 4.04 | 0.05 | GE Lamps | F40/CW/ECO Protected Lamp | E
F40C75ECOCVG | Lamps | 5.38 | 15% | 6.19 | 0.05 | GE Lamps | F40/C75/ECO Protected Lamp | E
F40C75 30PK | Lamps | 4.34 | 15% | 4.99 | 0.05 | GE Lamps | F40/C75 30PK 40 Watt TCLP Lamp | E
F40C50ECOUPC | Lamps | 4.6 | 15% | 5.29 | 0.05 | GE Lamps | F40/C50/UPC 40 Watt TCLP Lamp | E
F40C50ECOUPC | Lamps | 2.92 | 15% | 3.36 | 0.05 | GE Lamps | F40/C50 Stnd Starcoat Lamp | E
F40C50ECOCVG | Lamps | 6.26 | 15% | 7.2 | 0.05 | GE Lamps | F40/C50/ECO Protected Lamp | E
F40C50ECO | Lamps | 4.6 | 15% | 5.29 | 0.05 | GE Lamps | F40/C50 40 Watt TCLP Lamp | E
F40B 6PK | Lamps | 0.01 | 15% | 0.01 | 0.0001 | GE Lamps | F40/B 6PK Colored Lamp | E
F4030BXSPX41-36 | Lamps | 0.01 | 15% | 0.01 | 0.0001 | GE Lamps | 40W 4-Pin High Lumen Biax Lamp | E
F4030BXSPX35-36 | Lamps | 0.01 | 15% | 0.01 | 0.0001 | GE Lamps | 40W 4-Pin High Lumen Biax Lamp | E
F4030BXSPX30-36 | Lamps | 0.01 | 15% | 0.01 | 0.0001 | GE Lamps | 40W 4-Pin High Lumen Biax Lamp | E
F4030BXSPX50RS | Lamps | 0.01 | 15% | 0.01 | 0.0001 | GE Lamps | 40W 4-Pin High Lumen Biax Lamp | E
F4030BXSPX41 | Lamps | 0.01 | 15% | 0.01 | 0.0001 | GE Lamps | 40W 4-Pin High Lumen Biax Lamp | E
F4030BXSPX35 | Lamps | 0.01 | 15% | 0.01 | 0.0001 | GE Lamps | 40W 4-Pin High Lumen Biax Lamp | E
F4T5CW | Lamps | 3.87 | 15% | 4.45 | 0.05 | GE Lamps | F4T5/CW Preheat Lamp | E
F39WT5865ECO | Lamps | 3.85 | 15% | 4.43 | 0.05 | GE Lamps | F39W/T5/865 High Output Lamp | E
F39WT5850ECO | Lamps | 3.85 | 15% | 4.43 | 0.05 | GE Lamps | F39W/T5/850 High Output Lamp | E
F39WT5841ECO | Lamps | 3.85 | 15% | 4.43 | 0.05 | GE Lamps | F39W/T5/841 High Output Lamp | E
F39WT5835ECO | Lamps | 3.85 | 15% | 4.43 | 0.05 | GE Lamps | F39W/T5/835 High Output Lamp | E
F39WT5830ECO | Lamps | 3.85 | 15% | 4.43 | 0.05 | GE Lamps | F39W/T5/830 High Output Lamp | E
F39BXSPX41RS10PK | Lamps | 0 | 15% | 0 | 0.0001 | GE Lamps | 39W 4-Pin High Lumen Biax Lamp | E
F39BXSPX35RS10PK | Lamps | 0 | 15% | 0 | 0.0001 | GE Lamps | 39W 4-Pin High Lumen Biax Lamp | E
F39BXSPX30RX10PK | Lamps | 0 | 15% | 0 | 0.0001 | GE Lamps | 39W 4-Pin High Lumen Biax Lamp | E
F382D8354P | Lamps | 0 | 15% | 0 | 0.0001 | GE Lamps | 38W 4-Pin 2D Lamp | E
F382D8274P | Lamps | 0 | 15% | 0 | 0.0001 | GE Lamps | 38W 4-Pin 2D Lamp | E
F382D8244PCD | Lamps | 0 | 15% | 0 | 0.0001 | GE Lamps | 38W 4-Pin 2D Lamp | E
F36T8841PLYXLR | Lamps | 7.48 | 15% | 8.6 | 0.05 | GE Lamps | F36T8/841 Polylux Lamp | E
F36T8835PLYXLR | Lamps | 7.48 | 15% | 8.6 | 0.05 | GE Lamps | F36T8/835 Polylux Lamp | E
F36T12SGNHO | Lamps | 5.43 | 15% | 6.24 | 0.05 | GE Lamps | F36T12/SGN/HO 800MA Lamp | E
F36T12DHO | Lamps | 6.26 | 15% | 7.2 | 0.05 | GE Lamps | F36T12/D/HO 800MA Lamp | E
F36T12CWHO | Lamps | 6.26 | 15% | 7.2 | 0.05 | GE Lamps | F36T12/CW/HO 800MA Lamp | E
F36T12CW | Lamps | 4.55 | 15% | 5.23 | 0.05 | GE Lamps | F36T12/CW Instant Start Lamp | E
F36BXBLB | Lamps | 0.01 | 15% | 0.01 | 0.0001 | GE Lamps | 36W Ballasted Blacklight Blue Lamp | E
F36BXBL | Lamps | 0 | 15% | 0 | 0.0001 | GE Lamps | 36W Self-Ballasted Blacklight Lamp | E
F35WT5865ECO | Lamps | 5.32 | 15% | 6.12 | 0.05 | GE Lamps | F35W/T5/865 High Efficency Lamp | E
F35WT5850ECO | Lamps | 5.32 | 15% | 6.12 | 0.05 | GE Lamps | F35W/T5/850 High Efficency Lamp | E
F35WT5841ECO | Lamps | 5.32 | 15% | 6.12 | 0.05 | GE Lamps | F35W/T5/841 High Efficency Lamp | E
F35WT5835ECO | Lamps | 5.32 | 15% | 6.12 | 0.05 | GE Lamps | F35W/T5/835 High Efficency Lamp | E
F35WT5830ECO | Lamps | 5.32 | 15% | 6.12 | 0.05 | GE Lamps | F35W/T5/830 High Efficency Lamp | E
F34T12CW | Lamps | 4.55 | 15% | 5.23 | 0.05 | GE Lamps | F24T12/CW Instant Start Lamp | E
F34SPX30RSWMECO | Lamps | 3.61 | 15% | 4.15 | 0.05 | GE Lamps | F34/SPX30/RS Watt Miser TCLP Lamp | E
F34WWRSWMECOUPC | Lamps | 1.61 | 15% | 1.85 | 0.05 | GE Lamps | F34/WW/RS/UPC Watt Miser TCLP Lamp | E
F34WWRSWMECOCVG | Lamps | 4.6 | 15% | 5.29 | 0.05 | GE Lamps | F34/WW/RS/WM/ECO Protected Lamp | E
F34WWRSWMECO | Lamps | 1.31 | 15% | 1.51 | 0.05 | GE Lamps | F34/WW/RS Watt Miser TCLP Lamp | E
F34SPX50RSWMECO | Lamps | 3.82 | 15% | 4.39 | 0.05 | GE Lamps | F34/SPX50/RS Watt Miser TCLP Lamp | E
F34SPX41RSWMECOCVG | Lamps | 9.24 | 15% | 10.63 | 0.05 | GE Lamps | F34/SPX41/RS/WM/ECO Protected Lamp | E
F34SPX41RSWMECO | Lamps | 3.61 | 15% | 4.15 | 0.05 | GE Lamps | F34/SPX41/RS Watt Miser TCLP Lamp | E
F34SPX35RSWMECOCVG | Lamps | 8.61 | 15% | 9.9 | 0.05 | GE Lamps | F34/SPX35/RS/WM/ECO Protected Lamp | E
F34SPX35RSWMECO | Lamps | 3.61 | 15% | 4.15 | 0.05 | GE Lamps | F34/SPX35/RS Watt Miser TCLP Lamp | E
F34SPX30RSWMECOCVG | Lamps | 8.61 | 15% | 9.9 | 0.05 | GE Lamps | F34/SPX30/RS/WM/ECO Protected Lamp | E
F34SP65RSWMECO | Lamps | 2.22 | 15% | 2.55 | 0.05 | GE Lamps | F34/SP65/RS Watt Miser TCLP Lamp | E
F34SP41RSWMECOUPC | Lamps | 2.06 | 15% | 2.37 | 0.05 | GE Lamps | F34/SP41/RS/WM/UPC Consumer Lamp | E
F34SP41RSWMECOCVG | Lamps | 5.04 | 15% | 5.8 | 0.05 | GE Lamps | F34/SP41/RS/WM/ECO Protected Lamp | E
F34SP35RSWMECOUPC6P | Lamps | 2.2 | 15% | 2.53 | 0.05 | GE Lamps | F34/SP35/RS UPC6P WM TCLP Lamp | E
F34SP35RSWMECOUPC | Lamps | 2.06 | 15% | 2.37 | 0.05 | GE Lamps | F34/SP35/RS/UPC WattMiser TCLP Lamp | E
F34SP35RSWMECOCVG | Lamps | 5.04 | 15% | 5.8 | 0.05 | GE Lamps | F34/SP35/RS/WM/ECO Protected Lamp | E
F34SP35RSWMECOC | Lamps | 2.02 | 15% | 2.32 | 0.05 | GE Lamps | F34/SP35/RS/WM/C Consumer Lamp | E
F34SP35RSWMECO | Lamps | 2.01 | 15% | 2.31 | 0.05 | GE Lamps | F34/SP35/RS Watt Miser TCLP Lamp | E
F34SP30RSWMECOUPC | Lamps | 2.06 | 15% | 2.37 | 0.05 | GE Lamps | F34/SP30/RS/WM Consumer Lamp | E
F34SP30RSWMECO | Lamps | 2.01 | 15% | 2.31 | 0.05 | GE Lamps | F34/SP30/RS Watt Miser TCLP Lamp | E
F34LWRSWMECOCVG | Lamps | 4.32 | 15% | 4.97 | 0.05 | GE Lamps | F34/LW/RS/WM/ECO Protected Lamp | E
F34LWRSWMECO | Lamps | 1.45 | 15% | 1.67 | 0.05 | GE Lamps | F34/LW/RS Watt Miser TCLP Lamp | E
F34DXRSWMECO | Lamps | 1.84 | 15% | 2.12 | 0.05 | GE Lamps | F34/DX/RS Watt Miser TCLP Lamp | E
F34CWRSWMECOUPC | Lamps | 1.4 | 15% | 1.61 | 0.05 | GE Lamps | F34/CW/RS/UPC Watt Miser TCLP Lamp | E
F34CWRSWMECOCVG | Lamps | 4.09 | 15% | 4.7 | 0.05 | GE Lamps | F34/CW/RS/WM/ECO Protected Lamp | E
F34CWRSWMECOC 10PK | Lamps | 1.4 | 15% | 1.61 | 0.05 | GE Lamps | F34/CW/RS/10PK Watt Miser TCLP Lamp | E
F34CWRSWMECO | Lamps | 1.15 | 15% | 1.32 | 0.05 | GE Lamps | F34/CW/RS Watt Miser TCLP Lamp | E
F34C50RSWMECO | Lamps | 2.86 | 15% | 3.29 | 0.05 | GE Lamps | F34/C50/RS Watt Miser TCLP Lamp | E
F32TBX841AECO | Lamps | 0.01 | 15% | 0.01 | 0.0001 | GE Lamps | 32W 4-Pin Triple Biax Lamp | E
F32TBX835AECO | Lamps | 0.01 | 15% | 0.01 | 0.0001 | GE Lamps | 32W 4-Pin Triple Biax Lamp | E
F32TBX830AECO | Lamps | 0.01 | 15% | 0.01 | 0.0001 | GE Lamps | 32W 4-Pin Triple Biax Lamp | E
F32TBX827AECO | Lamps | 0.01 | 15% | 0.01 | 0.0001 | GE Lamps | 32W 4-Pin Triple Biax Lamp | E
F32T8XLSPX65ECO | Lamps | 2.19 | 15% | 2.52 | 0.05 | GE Lamps | F32T8/XL/SPX65 Extra-Life Lamp | E
F32T8XLSPX50ECOCVG | Lamps | 7.94 | 15% | 9.13 | 0.05 | GE Lamps | F32T8/XL/SPX50ECO Protected Lamp | E
F32T8XLSPX50HLECOCVG | Lamps | 11.28 | 15% | 12.97 | 0.05 | GE Lamps | F32T8/XL/SPX50/HL/ECO ProtectedLamp | E
F32T8XLSPX50HLECO | Lamps | 4.91 | 15% | 5.65 | 0.05 | GE Lamps | F32T8/XL/SPX50 High Lumen Lamp | E
F32T8XLSPX50ECO | Lamps | 2.19 | 15% | 2.52 | 0.05 | GE Lamps | F32T8/XL/SPX50 Extra-Life Lamp | E
F32T8XLSPX41ECOCVG | Lamps | 6.7 | 15% | 7.71 | 0.05 | GE Lamps | F32T8/XL/SPX41ECO Protected Lamp | E
F32T8XLSPX41HLECOCVG | Lamps | 11.28 | 15% | 12.97 | 0.05 | GE Lamps | F32T8/XL/SPX41/HL/ECO ProtectetLamp | E
F32T8XLSPX41HLECO | Lamps | 4.91 | 15% | 5.65 | 0.0625 | GE Lamps | F32T8/XL/SPX41 High Lumen Lamp | E
F32T8XLSPX41ECO | Lamps | 2.19 | 15% | 2.52 | 0.05 | GE Lamps | F32T8/XL/SPX41 Extra Life Lamp | E
F32T8XLSPX35ECOCVG | Lamps | 6.7 | 15% | 7.71 | 0.05 | GE Lamps | F32T8/XL/SPX35ECO Protected Lamp | E
F32T8XLSPX35HLECOCVG | Lamps | 11.28 | 15% | 12.97 | 0.05 | GE Lamps | F32T8/XL/SPX35/HL/ECO ProtectedLamp | E
F32T8XLSPX35HLECO | Lamps | 4.91 | 15% | 5.65 | 0.05 | GE Lamps | F32T8/XL/SPX35 High Lumen Lamp | E
F32T8XLSPX35ECO | Lamps | 2.19 | 15% | 2.52 | 0.05 | GE Lamps | F32T8/XL/SPX35 Extra-Life Lamp | E
F32T8XLSPX30ECOCVG | Lamps | 6.7 | 15% | 7.71 | 0.05 | GE Lamps | F32T8/XL/SPX30ECO Protected Lamp | E
F32T8XLSPX30HLECOCVG | Lamps | 11.28 | 15% | 12.97 | 0.05 | GE Lamps | F32T8/XL/SPX30/HL/ECO ProtectedLamp | E
F32T8XLSPX30HLECO | Lamps | 4.91 | 15% | 5.65 | 0.05 | GE Lamps | F32T8/XL/SPX30 High Lumen Lamp | E
F32T8XLSPX30ECO | Lamps | 2.19 | 15% | 2.52 | 0.05 | GE Lamps | F32T8/XL/SPX30 Extra-Life Lamp | E
F32T8XLSP50WMECOCVG | Lamps | 7.61 | 15% | 8.75 | 0.05 | GE Lamps | F32T8/XL/SP50/WM/ECO Protected Lamp | E
F32T8XLSP41WMECOCVG | Lamps | 8.03 | 15% | 9.23 | 0.05 | GE Lamps | F32T8/XL/SP41/WM/ECO Protected Lamp | E
F32T8XLSP41WMECO | Lamps | 2.24 | 15% | 2.58 | 0.05 | GE Lamps | F32T8/XL/SP41 WM Extra Life Lamp | E
F32T8XLSP41ECO | Lamps | 1.91 | 15% | 2.2 | 0.05 | GE Lamps | F32T8/XL/SP41 Extra-Life Lamp | E
F32T8XLSP35WMECOCVG | Lamps | 8.03 | 15% | 9.23 | 0.05 | GE Lamps | F32T8/XL/SP35/WM/ECO Protected Lamp | E
F32T8XLSP35WMECO | Lamps | 2.24 | 15% | 2.58 | 0.05 | GE Lamps | F32T8/XL/SP35 WM Extra Life Lamp | E
F32T8XLSP35ECO | Lamps | 1.91 | 15% | 2.2 | 0.05 | GE Lamps | F32T8/XL/SP35 Extra-Life Lamp | E
F32T8XLSP30WMECOCVG | Lamps | 7.61 | 15% | 8.75 | 0.05 | GE Lamps | F32T8/XL/SP30/WM/ECO Protected Lamp | E
F32T8XLSP30WMECO | Lamps | 2.24 | 15% | 2.58 | 0.05 | GE Lamps | F32T8/XL/SP30 WM Extra Life Lamp | E
F32T8XLSP30ECO | Lamps | 1.91 | 15% | 2.2 | 0.05 | GE Lamps | F32T8/XL/SP30 Extra-Life Lamp | E
F32T8SXLSPX41ECOCVG | Lamps | 8.16 | 15% | 9.38 | 0.05 | GE Lamps | F32T8/SXL/SPX41/ECO Protected Lamp | E
F32T8SXLSPX35ECOCVG | Lamps | 7.11 | 15% | 8.18 | 0.05 | GE Lamps | F32T8/SXL/SPX35/ECO Protected Lamp | E
F32T8SXLSP41ECO | Lamps | 1.88 | 15% | 2.16 | 0.05 | GE Lamps | F32T8/SXL/SP41 Long Life Lamp | E
F32T8SXLSP35ECO | Lamps | 1.88 | 15% | 2.16 | 0.05 | GE Lamps | F32T8/SXL/SP35 Long Life Lamp | E
F32T8SXLSP30ECO | Lamps | 1.88 | 15% | 2.16 | 0.05 | GE Lamps | F32T8/SXL/SP30 Long Life Lamp | E
F32T8SPX50U6 | Lamps | 4.35 | 15% | 5 | 0.05 | GE Lamps | F32T8/SPX50 6" U-Lamp | E
F32T8SPX50ECOCVG | Lamps | 9.15 | 15% | 10.52 | 0.05 | GE Lamps | F32T8/SPX50/ECO Std Protected Lamp | E
F32T8SPX50ECO | Lamps | 2.55 | 15% | 2.93 | 0.05 | GE Lamps | F32T8/SPX50 TCLP Starcoat Lamp | E
F32T8SPX41U6CVG | Lamps | 11.91 | 15% | 13.7 | 0.05 | GE Lamps | F32T8/SPX41/U6 Protected Lamp | E
F32T8SPX41U6 | Lamps | 3.93 | 15% | 4.52 | 0.05 | GE Lamps | F32T8/SPX41 6" U-Lamp | E
F32T8SPX41ECOCVG | Lamps | 9.63 | 15% | 11.07 | 0.05 | GE Lamps | F32T8/SPX41/ECO Std Protected Lamp | E
F32T8SPX41ECO | Lamps | 1.93 | 15% | 2.22 | 0.05 | GE Lamps | F32T8/SPX41 TCLP Starcoat Lamp | E
F32T8SPX35U6CVG | Lamps | 11.91 | 15% | 13.7 | 0.05 | GE Lamps | F32T8/SPX35/U6 Protected Lamp | E
F32T8SPX35U6 | Lamps | 3.93 | 15% | 4.52 | 0.05 | GE Lamps | F32T8/SPX35 6" U-Lamp | E
F32T8SPX35ECOCVG | Lamps | 9.63 | 15% | 11.07 | 0.05 | GE Lamps | F32T8/SPX35/ECO Std Protected Lamp | E
F32T8SPX35ECO | Lamps | 2.01 | 15% | 2.31 | 0.05 | GE Lamps | F32T8/SPX35 TCLP Starcoat Lamp | E
F32T8SPX30U6CVG | Lamps | 11.91 | 15% | 13.7 | 0.05 | GE Lamps | F32T8/SPX30/U6 Protected Lamp | E
F32T8SPX30U6 | Lamps | 3.93 | 15% | 4.52 | 0.05 | GE Lamps | F32T8/SPX30 6" U-Lamp | E
F32T8SPX30ECOCVG | Lamps | 9.65 | 15% | 11.1 | 0.05 | GE Lamps | F32T8/SPX30/ECO Std Protected Lamp | E
F32T8SPX30ECO | Lamps | 2.01 | 15% | 2.31 | 0.05 | GE Lamps | F32T8/SPX30 TCLP Starcoat Lamp | E
F32T8SP65ECOCVG | Lamps | 5.14 | 15% | 5.91 | 0.05 | GE Lamps | F32T8/SP65/ECO Std Protected Lamp | E
F32T8SP65ECO | Lamps | 2.29 | 15% | 2.63 | 0.05 | GE Lamps | F32T8/SP65 TCLP Starcoat Lamp | E
F32T8SP50ISWMECOCVG | Lamps | 7.1 | 15% | 8.17 | 0.05 | GE Lamps | F32T8/SP50/IS/WM/ECO Protected Lamp | E
F32T8SP50ISWMECO | Lamps | 1.78 | 15% | 2.05 | 0.05 | GE Lamps | F32T8/SP50/IS Watt Miser Lamp | E
F32T8SP50ECOCVG | Lamps | 5.14 | 15% | 5.91 | 0.05 | GE Lamps | F32T8/SP50/ECO Std Protected Lamp | E
F32T8SP50ECO | Lamps | 2.07 | 15% | 2.38 | 0.05 | GE Lamps | F32T8/SP50 TCLP Starcoat Lamp | E
F32T8SP41U6CVG | Lamps | 10.44 | 15% | 12.01 | 0.05 | GE Lamps | F32T8/SP41/U6 Protected Lamp | E
F32T8SP41U6 | Lamps | 2.8 | 15% | 3.22 | 0.05 | GE Lamps | F32T8/SP41 6" U-Lamp | E
F32T8SP41ISWMECOCVG | Lamps | 7.5 | 15% | 8.63 | 0.05 | GE Lamps | F32T8/SP41/IS/WM/ECO Protected Lamp | E
F32T8SP41ISWMECO | Lamps | 1.78 | 15% | 2.05 | 0.05 | GE Lamps | F32T8/SP41/IS Watt Miser Lamp | E
F32T8SP41ECOUPC | Lamps | 1.42 | 15% | 1.63 | 0.05 | GE Lamps | F32T8/SP41 Consumer Lamp | E
F32T8SP41ECOCVG | Lamps | 5.14 | 15% | 5.91 | 0.05 | GE Lamps | F32T8/SP41/ECO Std Protected Lamp | E
F32T8SP41ECO C | Lamps | 1.37 | 15% | 1.58 | 0.05 | GE Lamps | F32T8/SP41 C Consumer Lamp | E
F32T8SP41ECO | Lamps | 1.88 | 15% | 2.16 | 0.05 | GE Lamps | F32T8/SP41 TCLP Starcoat Lamp | E
F32T8SP35U6CVG | Lamps | 10.44 | 15% | 12.01 | 0.05 | GE Lamps | F32T8/SP35/U6 Protected Lamp | E
F32T8SP35U6 | Lamps | 2.79 | 15% | 3.21 | 0.05 | GE Lamps | F32T8/SP35 6" U-Lamp | E
F32T8SP35ISWMECOCVG | Lamps | 7.5 | 15% | 8.63 | 0.05 | GE Lamps | F32T8/SP35/IS/WM/ECO Protected Lamp | E
F32T8SP35ECOUPC | Lamps | 1.42 | 15% | 1.63 | 0.05 | GE Lamps | F32T8/SP35 Consumer Lamp | E
F32T8SP35ECOCVG | Lamps | 5.14 | 15% | 5.91 | 0.05 | GE Lamps | F32T8/SP35/ECO Std Protected Lamp | E
F32T8SP35ECO | Lamps | 1.88 | 15% | 2.16 | 0.05 | GE Lamps | F32T8/SP35 TCLP Starcoat Lamp | E
F32T8SP30U6CVG | Lamps | 10.44 | 15% | 12.01 | 0.05 | GE Lamps | F32T8/SP30/U6 Protected Lamp | E
F32T8SP30ISWMECOCVG | Lamps | 7.49 | 15% | 8.61 | 0.05 | GE Lamps | F32T8/SP30/IS/WM/ECO Protected Lamp | E
F32T8SP30ECOUPC | Lamps | 1.42 | 15% | 1.63 | 0.05 | GE Lamps | F32T8/SP30 Consumer Lamp | E
F32T8SP30ECOCVG | Lamps | 5.14 | 15% | 5.91 | 0.05 | GE Lamps | F32T8/SP30/ECO Std Protected Lamp | E
F32T8SP30ECO | Lamps | 1.88 | 15% | 2.16 | 0.05 | GE Lamps | F32T8/SP30 TCLP Starcoat Lamp | E
F32T8RESIECO2PK | Lamps | 2.57 | 15% | 2.96 | 0.05 | GE Lamps | F32T8/RESI/2PK Consumer Lamp | E
F32T8RESECO2PK | Lamps | 2.57 | 15% | 2.96 | 0.05 | GE Lamps | F32T8/RES/2PK Consumer Lamp | E
F32T8R65ECOCVG | Lamps | 0.01 | 15% | 0.01 | 0.0001 | GE Lamps | F32T8/R/65/ECO/CVG Colored Lamp | E
F32T8KBECO2PK-24 | Lamps | 3.18 | 15% | 3.66 | 0.05 | GE Lamps | F32T8/KB/2PK-24 Consumer Lamp | E
F32T8KBECO2PK | Lamps | 3.18 | 15% | 3.66 | 0.05 | GE Lamps | F32T8/KB/2PK Consumer Lamp | E
F32T8GOCVG | Lamps | 0.01 | 15% | 0.01 | 0.0001 | GE Lamps | F32T8/GO/CVG Gold Lamp | E
F32T8G89ECOCVG | Lamps | 0.01 | 15% | 0.01 | 0.0001 | GE Lamps | F32T8/G/89/ECO/CVG Colored Lamp | E
F32T8DECOTW | Lamps | 3.18 | 15% | 3.66 | 0.05 | GE Lamps | F32T8/D/TW Consumer Lamp | E
F32T8DECO2PK | Lamps | 3.18 | 15% | 3.66 | 0.05 | GE Lamps | F32T8/D/2PK Consumer Lamp | E
F32T8B24ECOCVG | Lamps | 0.01 | 15% | 0.01 | 0.0001 | GE Lamps | F32T8/B/24/ECO/CVG Colored Lamp | E
F31T8SPX41U | Lamps | 2.93 | 15% | 3.37 | 0.05 | GE Lamps | F31T8/SPX41 1-5/8" U-Lamp | E
F31T8SPX35U | Lamps | 2.93 | 15% | 3.37 | 0.05 | GE Lamps | F31T8/SPX35 1-5/8" U-Lamp | E
F31T8SPX30U | Lamps | 2.93 | 15% | 3.37 | 0.05 | GE Lamps | F31T8/SPX30 1-5/8" U-Lamp | E
F30T8SPX30CVG | Lamps | 6.82 | 15% | 7.84 | 0.05 | GE Lamps | F30T8/SPX30 Preheat Protected Lamp | E
F30T8CWCVG | Lamps | 5.56 | 15% | 6.39 | 0.05 | GE Lamps | F30T8/CW Preheat Protected Lamp | E
F30T8ARSR 6PK | Lamps | 0.01 | 15% | 0.01 | 0.0001 | GE Lamps | F30T8/AR/SR Plant Aquarium Lamp | E
F30T8ARSA 6PK | Lamps | 0.01 | 15% | 0.01 | 0.0001 | GE Lamps | F30T8/AR/SA Plant Aquarium Lamp | E
F30T8ARFS 6PK | Lamps | 0 | 15% | 0 | 0.0001 | GE Lamps | F30T8/AR/FS Plant Aquarium Lamp | E
F30T12WWRSECO | Lamps | 4.44 | 15% | 5.11 | 0.05 | GE Lamps | F30T12/WW/RS Watt Miser Lamp | E
F30T12SPX35RSECOCVG | Lamps | 10.02 | 15% | 11.52 | 0.05 | GE Lamps | F30T12/SPX35/RS/ECO Protected Lamp | E
F30T12SPX35RSECO | Lamps | 4.67 | 15% | 5.37 | 0.05 | GE Lamps | F30T12/SPX35/RS Watt Miser Lamp | E
F30T12SPX30RSECOCVG | Lamps | 10.02 | 15% | 11.52 | 0.05 | GE Lamps | F30T12/SPX30/RS/ECO Protected Lamp | E
F30T12SPX30RSECO | Lamps | 4.67 | 15% | 5.37 | 0.05 | GE Lamps | F30T12/SPX30/RS Watt Miser Lamp | E
F30T12SP41RSECO | Lamps | 4.44 | 15% | 5.11 | 0.05 | GE Lamps | F30T12/SP41/RS Watt Miser Lamp | E
F30T12SP35RSECOCVG | Lamps | 8.82 | 15% | 10.14 | 0.05 | GE Lamps | F30T12/SP35/RS/ECO Protected Lamp | E
F30T12SP35RSECO | Lamps | 4.44 | 15% | 5.11 | 0.05 | GE Lamps | F30T12/SP35/RS Watt Miser Lamp | E
F30T12RSKBPM6PK | Lamps | 6.01 | 15% | 6.91 | 0.05 | GE Lamps | F30T12/RS/KB/PM Watt Miser Lamp | E
F30T12DRSECO | Lamps | 5.68 | 15% | 6.53 | 0.05 | GE Lamps | F30T12/D/RS Watt Miser Lamp | E
F30T12CWRSECOCVG | Lamps | 5.09 | 15% | 5.85 | 0.05 | GE Lamps | F30T12/CW/RS/ECO Protected Lamp | E
F30T12CWRSECO 6PK | Lamps | 4.14 | 15% | 4.76 | 0.05 | GE Lamps | F30T12/CW/RS 6PK Watt Miser Lamp | E
F30T12CWRSECO | Lamps | 4.1 | 15% | 4.72 | 0.05 | GE Lamps | F30T12/CW/RS Watt Miser Lamp | E
F30T12CWRS 6PK | Lamps | 1.87 | 15% | 2.15 | 0.05 | GE Lamps | F30T12/CW/RS 6PK Watt Miser Lamp | E
F30T12CWHO | Lamps | 4.33 | 15% | 4.98 | 0.05 | GE Lamps | F30T12/CW/HO 800MA Lamp | E
F30T12C50RSECO | Lamps | 3.39 | 15% | 3.9 | 0.05 | GE Lamps | F30T12/C50/RS Watt Miser Lamp | E
F30"T8CW4 | Lamps | 0.01 | 15% | 0.01 | 0.0001 | GE Lamps | F30"T8/CW/4 Appliance Lamp | E
F30"T12CW | Lamps | 0 | 15% | 0 | 0.0001 | GE Lamps | F30"T12/CW Appliance Lamp | E
F28WT5865ECO | Lamps | 3.94 | 15% | 4.53 | 0.05 | GE Lamps | F28W/T5/865 High Efficency Lamp | E
F28WT5850ECO | Lamps | 3.94 | 15% | 4.53 | 0.05 | GE Lamps | F28W/T5/850 High Efficency Lamp | E
F28WT5841ECO | Lamps | 3.94 | 15% | 4.53 | 0.05 | GE Lamps | F28W/T5/841 High Efficency Lamp | E
F28WT5835ECO | Lamps | 3.94 | 15% | 4.53 | 0.05 | GE Lamps | F28W/T5/835 High Efficency Lamp | E
F28WT5830ECO | Lamps | 3.94 | 15% | 4.53 | 0.05 | GE Lamps | F28W/T5/830 High Efficency Lamp | E
F28T8CW4CVG | Lamps | 6.37 | 15% | 7.33 | 0.05 | GE Lamps | F28T8/CW/4 Preheat Protected Lamp | E
F28T5GOCVG | Lamps | 0.01 | 15% | 0.01 | 0.0001 | GE Lamps | F28T5/GO/CVG Gold Lamp | E
F28T5865ECOCVG | Lamps | 7.4 | 15% | 8.51 | 0.05 | GE Lamps | F28T5/865ECO Protected Lamp | E
F28T5850ECOCVG | Lamps | 7.37 | 15% | 8.48 | 0.05 | GE Lamps | F28T5/850ECO Protected Lamp | E
F28T5841ECOCVG | Lamps | 7.37 | 15% | 8.48 | 0.05 | GE Lamps | F28T5/841ECO Protected Lamp | E
F28T5835ECOCVG | Lamps | 7.37 | 15% | 8.48 | 0.05 | GE Lamps | F28T5/835ECO Protected Lamp | E
F28T5830ECOCVG | Lamps | 7.37 | 15% | 8.48 | 0.05 | GE Lamps | F28T5/830ECO Protected Lamp | E
F282D8354P | Lamps | 0 | 15% | 0 | 0.0001 | GE Lamps | 28W 4-Pin 2D Lamp | E
F282D8274P | Lamps | 0 | 15% | 0 | 0.0001 | GE Lamps | 28W 4-Pin 2D Lamp | E
F28"T8CW4 6PK | Lamps | 0.01 | 15% | 0.01 | 0.0001 | GE Lamps | F28"T8/CW/4 6PK Appliance Lamp | E
F27BXSPX41RS10PK | Lamps | 0.01 | 15% | 0.01 | 0.0001 | GE Lamps | 27W 4-Pin High Lumen Biax Lamp | E
F27BXSPX35RS10PK | Lamps | 0.01 | 15% | 0.01 | 0.0001 | GE Lamps | 27W 4-Pin High Lumen Biax Lamp | E
F27BXSPX30RS10PK | Lamps | 0.01 | 15% | 0.01 | 0.0001 | GE Lamps | 27W 4-Pin High Lumen Biax Lamp | E
F26TBX8274PECO | Lamps | 0.01 | 15% | 0.01 | 0.0001 | GE Lamps | 26W 4-Pin Triple Biax Lamp | E
F26TBX841AECO | Lamps | 0.01 | 15% | 0.01 | 0.0001 | GE Lamps | 26W 4-Pin Triple Biax Lamp | E
F26TBX835AECO | Lamps | 0.01 | 15% | 0.01 | 0.0001 | GE Lamps | 26W 4-Pin Triple Biax Lamp | E
F26TBX830AECO | Lamps | 0.01 | 15% | 0.01 | 0.0001 | GE Lamps | 26W 4-Pin Triple Biax Lamp | E
F26TBX827AECO | Lamps | 0.01 | 15% | 0.01 | 0.0001 | GE Lamps | 26W 4-Pin Triple Biax Lamp | E
F26DBXE841ECO | Lamps | 0 | 15% | 0 | 0.0001 | GE Lamps | 26W 2-Pin Double Biax Lamp | E
F26DBXE835ECO | Lamps | 0 | 15% | 0 | 0.0001 | GE Lamps | 26W 2-Pin Double Biax Lamp | E
F26DBXE830ECO | Lamps | 0 | 15% | 0 | 0.0001 | GE Lamps | 26W 2-Pin Double Biax Lamp | E
F26DBXE827ECO | Lamps | 0 | 15% | 0 | 0.0001 | GE Lamps | 26W 2-Pin Double Biax Lamp | E
F26DBXBL | Lamps | 0 | 15% | 0 | 0.0001 | GE Lamps | 26W Self-Ballasted Blacklight Lamp | E
F26DBX841ECO4P | Lamps | 0 | 15% | 0 | 0.0001 | GE Lamps | 26W 4-Pin Double Biax Lamp | E
F26DBX841ECO | Lamps | 0.01 | 15% | 0.01 | 0.0001 | GE Lamps | 26W 2-Pin Double Biax Lamp | E
F26DBX835ECO4P | Lamps | 0 | 15% | 0 | 0.0001 | GE Lamps | 26W 4-Pin Double Biax Lamp | E
F26DBX835ECO | Lamps | 0.01 | 15% | 0.01 | 0.0001 | GE Lamps | 26W 2-Pin Double Biax Lamp | E
F26DBX830ECO4P | Lamps | 0 | 15% | 0 | 0.0001 | GE Lamps | 26W 4-Pin Double Biax Lamp | E
F26DBX830ECO | Lamps | 0.01 | 15% | 0.01 | 0.0001 | GE Lamps | 26W 2-Pin Double Biax Lamp | E
F26DBX827ECO4P | Lamps | 0 | 15% | 0 | 0.0001 | GE Lamps | 26W 4-Pin Double Biax Lamp | E
F26DBX827ECO | Lamps | 0.01 | 15% | 0.01 | 0.0001 | GE Lamps | 26W 2-Pin Double Biax Lamp | E
F26"T8CW4 6PK | Lamps | 6.15 | 15% | 7.07 | 0.05 | GE Lamps | F26"T8/CW/4 6PK Appliance Lamp | E
F26"T8CW4 | Lamps | 6.15 | 15% | 7.07 | 0.05 | GE Lamps | F26"T8/CW/4 Appliance Lamp | E
F25T8XLSPX65ECO | Lamps | 4.69 | 15% | 5.39 | 0.05 | GE Lamps | F25T8/XL/SPX65 Extra-Life lamp | E
F25T8XLSPX50ECO | Lamps | 4.69 | 15% | 5.39 | 0.05 | GE Lamps | F25T8/XL/SPX50 Extra-Life Lamp | E
F25T8XLSPX41ECO | Lamps | 4.69 | 15% | 5.39 | 0.05 | GE Lamps | F25T8/XL/SPX41 Extra-Life lamp | E
F25T8XLSPX35ECO | Lamps | 4.69 | 15% | 5.39 | 0.05 | GE Lamps | F25T8/XL/SPX35 Extra-Life Lamp | E
F25T8XLSPX30ECO | Lamps | 4.69 | 15% | 5.39 | 0.05 | GE Lamps | F25T8/XL/SPX30 Extra-Life Lamp | E
F25T8XLSP41ECO | Lamps | 2.93 | 15% | 3.37 | 0.05 | GE Lamps | F25T8/XL/SP41 Extra-Life Lamp | E
F25T8XLSP35ECO | Lamps | 2.93 | 15% | 3.37 | 0.05 | GE Lamps | F25T8/XL/SP35 Extra-Life Lamp | E
F25T8XLSP30ECO | Lamps | 2.93 | 15% | 3.37 | 0.05 | GE Lamps | F25T8/XL/SP30 Extra-Life Lamp | E
F25T8SPX41ECOCVG | Lamps | 7.99 | 15% | 9.19 | 0.05 | GE Lamps | F25T8/SPX41/ECO Std Protected Lamp | E
F25T8SPX41ECO | Lamps | 3.66 | 15% | 4.21 | 0.05 | GE Lamps | F25T8/SPX41 TCLP Starcoat Lamp | E
F25T8SPX35ECOCVG | Lamps | 0.01 | 15% | 0.01 | 0.0001 | GE Lamps | F25T8/SPX35/ECO Std Protected Lamp | E
F25T8SPX35ECO | Lamps | 3.66 | 15% | 4.21 | 0.05 | GE Lamps | F25T8/SPX35 TCLP Starcoat Lamp | E
F25T8SPX30ECOCVG | Lamps | 7.99 | 15% | 9.19 | 0.05 | GE Lamps | F25T8/SPX30/ECO Std Protected Lamp | E
F25T8SPX30ECO | Lamps | 3.66 | 15% | 4.21 | 0.05 | GE Lamps | F25T8/SPX30 TCLP Starcoat Lamp | E
F25T8SP41ECOCVG | Lamps | 6.74 | 15% | 7.75 | 0.05 | GE Lamps | F25T8/SP41/ECO Std Protected Lamp | E
F25T8SP41ECO | Lamps | 3.27 | 15% | 3.76 | 0.05 | GE Lamps | F25T8/SP41 TCLP Starcoat Lamp | E
F25T8SP35ECOCVG | Lamps | 6.74 | 15% | 7.75 | 0.05 | GE Lamps | F25T8/SP35/ECO Std Protected Lamp | E
F25T8SP35ECO | Lamps | 3.27 | 15% | 3.76 | 0.05 | GE Lamps | F25T8/SP35 TCLP Starcoat Lamp | E
F25T8SP30ECOCVG | Lamps | 6.74 | 15% | 7.75 | 0.05 | GE Lamps | F25T8/SP30/ECO Std Protected Lamp | E
F25T8SP30ECO | Lamps | 3.27 | 15% | 3.76 | 0.05 | GE Lamps | F25T8/SP30 TCLP Starcoat Lamp | E
F25T8GOCVG | Lamps | 0.01 | 15% | 0.01 | 0.0001 | GE Lamps | F25T8/GO/CVG Gold Lamp | E
F25T12D28 | Lamps | 0.01 | 15% | 0.01 | 0.0001 | GE Lamps | F25T12D/28 Appliance Lamp | E
F25T12CW28 6PK | Lamps | 0.01 | 15% | 0.01 | 0.0001 | GE Lamps | F25T12CW/28 6PK Appliance Lamp | E
F25T12WWRSWMECO | Lamps | 3.18 | 15% | 3.66 | 0.05 | GE Lamps | F25T12/WW/RS Watt Miser Lamp | E
F25T12WW33 | Lamps | 0 | 15% | 0 | 0.0001 | GE Lamps | F25T12/WW/33 Appliance Lamp | E
F25T12SP35RSWMECO | Lamps | 5.22 | 15% | 6 | 0.05 | GE Lamps | F25T12/SP35/RS Watt Miser Lamp | E
F25T12SP30RSWMECO | Lamps | 3.7 | 15% | 4.26 | 0.05 | GE Lamps | F25T12/SP30/RS Watt Miser Lamp | E
F25T12D33 | Lamps | 0 | 15% | 0 | 0.0001 | GE Lamps | F25T12/D/33 Appliance Lamp | E
F25T12CWRSWMECO | Lamps | 2.63 | 15% | 3.02 | 0.05 | GE Lamps | F25T12/CW/RS Watt Miser Lamp | E
F25T12CW33 6PK | Lamps | 0.01 | 15% | 0.01 | 0.0001 | GE Lamps | F25T12/CW/33 6PK Appliance Lamp | E
F24WT5865ECO | Lamps | 3.67 | 15% | 4.22 | 0.05 | GE Lamps | F24W/T5/865 High Output Lamp | E
F24WT5850ECO | Lamps | 3.67 | 15% | 4.22 | 0.05 | GE Lamps | F24W/T5/850 High Output Lamp | E
F24WT5841ECO | Lamps | 3.67 | 15% | 4.22 | 0.05 | GE Lamps | F24W/T5/841 High Output Lamp | E
F24WT5835ECO | Lamps | 3.67 | 15% | 4.22 | 0.05 | GE Lamps | F24W/T5/835 High Output Lamp | E
F24WT5830ECO | Lamps | 3.67 | 15% | 4.22 | 0.05 | GE Lamps | F24W/T5/830 High Output Lamp | E
F24T8CW4CVG | Lamps | 6.7 | 15% | 7.71 | 0.05 | GE Lamps | F24T8/CW/4 Preheat Protected Lamp | E
F24T12DHO | Lamps | 4.27 | 15% | 4.91 | 0.05 | GE Lamps | F24T12/D/HO 800MA Lamp | E
F24T12CWHOCVG | Lamps | 6.24 | 15% | 7.18 | 0.05 | GE Lamps | F24T12/CW/HO Protected Lamp | E
F24T12CWHO | Lamps | 6.38 | 15% | 7.34 | 0.05 | GE Lamps | F24T12/CW/HO 800MA Lamp | E
F24T12CWCVG | Lamps | 6.66 | 15% | 7.66 | 0.05 | GE Lamps | F24T12/CW InstStrt Protected Lamp | E
F24BXBL | Lamps | 0 | 15% | 0 | 0.0001 | GE Lamps | 24W Self-Ballasted Blacklight Lamp | E
F24"T8CW4 6PK | Lamps | 5.9 | 15% | 6.79 | 0.05 | GE Lamps | F24"T8/CW/4 6PK Appliance Lamp | E
F22"T8D4 | Lamps | 3.11 | 15% | 3.58 | 0.05 | GE Lamps | F22"T8/D/4 Appliance Lamp | E
F21WT5865ECO | Lamps | 3.68 | 15% | 4.23 | 0.0625 | GE Lamps | F21W/T5/865 High Efficency Lamp | E
F21WT5850ECO | Lamps | 3.68 | 15% | 4.23 | 0.05 | GE Lamps | F21W/T5/850 High Efficency Lamp | E
F21WT5841ECO | Lamps | 3.68 | 15% | 4.23 | 0.05 | GE Lamps | F21W/T5/841 High Efficency Lamp | E
F21WT5835ECO | Lamps | 3.68 | 15% | 4.23 | 0.05 | GE Lamps | F21W/T5/835 High Efficency Lamp | E
F21WT5830ECO | Lamps | 3.68 | 15% | 4.23 | 0.05 | GE Lamps | F21W/T5/830 High Efficency Lamp | E
F212D8354P | Lamps | 0 | 15% | 0 | 0.0001 | GE Lamps | 21W 4-Pin 2D Lamp | E
F212D8274P | Lamps | 0 | 15% | 0 | 0.0001 | GE Lamps | 21W 4-Pin 2D Lamp | E
F20T12WW-UPC | Lamps | 2.28 | 15% | 2.62 | 0.05 | GE Lamps | F20T12/WW-UPC Preheat Lamp | E
F20T12WW33CVG | Lamps | 8.66 | 15% | 9.96 | 0.05 | GE Lamps | F20T12/WW/33 Preheat Protected Lamp | E
F20T12WW | Lamps | 1.79 | 15% | 2.06 | 0.05 | GE Lamps | F20T12/WW Preheat Lamp | E
F20T12SUN 6PK | Lamps | 3.9 | 15% | 4.49 | 0.05 | GE Lamps | F20T12/SUN 6PK Preheat Lamp | E
F20T12SR 6PK | Lamps | 0 | 15% | 0 | 0.0001 | GE Lamps | F20T12/SR Plant Aquarium Lamp | E
F20T12SPX35CVG | Lamps | 7.61 | 15% | 8.75 | 0.05 | GE Lamps | F20T12/SPX35 Preheat Protected Lamp | E
F20T12SPX35 | Lamps | 4.23 | 15% | 4.86 | 0.05 | GE Lamps | F20T12/SPX35 Preheat Lamp | E
F20T12SP41 | Lamps | 2.83 | 15% | 3.25 | 0.05 | GE Lamps | F20T12/SP41 Preheat Lamp | E
F20T12SP35CVG | Lamps | 5.35 | 15% | 6.15 | 0.05 | GE Lamps | F20T12/SP35 Preheat Protected Lamp | E
F20T12SP35 | Lamps | 2.7 | 15% | 3.11 | 0.05 | GE Lamps | F20T12/SP35 Preheat Lamp | E
F20T12R24CVG | Lamps | 0.01 | 15% | 0.01 | 0.0001 | GE Lamps | F20T12/R/24/CVG Colored Lamp | E
F20T12PLAQ 6PK | Lamps | 0 | 15% | 0 | 0.0001 | GE Lamps | F20T12/PL/AQ Plant Aquarium Lamp | E
F20T12KBUPCCVG | Lamps | 4.98 | 15% | 5.73 | 0.05 | GE Lamps | F20T12/KB/UPC Preheat ProtectedLamp | E
F20T12KB 6PK | Lamps | 4.02 | 15% | 4.62 | 0.05 | GE Lamps | F20T12/KB 6PK Preheat Lamp | E
F20T12G89CVG | Lamps | 0.01 | 15% | 0.01 | 0.0001 | GE Lamps | F20T12/G/89/CVG Colored Lamp | E
F20T12G 6PK | Lamps | 0.01 | 15% | 0.01 | 0.0001 | GE Lamps | F20T12/G/ 6PK Colored Lamp | E
F20T12DUPC | Lamps | 3.39 | 15% | 3.9 | 0.05 | GE Lamps | F20T12/D/UPC Preheat Lamp | E
F20T12D | Lamps | 1.9 | 15% | 2.19 | 0.05 | GE Lamps | F20T12/D Preheat Lamp | E
F20T12CWUPCCVG | Lamps | 3.57 | 15% | 4.11 | 0.05 | GE Lamps | F20T12/CW/UPC Preheat ProtectedLamp | E
F20T12CWECO6PK | Lamps | 2.48 | 15% | 2.85 | 0.05 | GE Lamps | F20T12/CW/ECO/6PK Preheat Lamp | E
F20T12CWCVG | Lamps | 3.75 | 15% | 4.31 | 0.05 | GE Lamps | F20T12/CW Preheat Protected Lamp | E
F20T12CW 6PK | Lamps | 1.87 | 15% | 2.15 | 0.05 | GE Lamps | F20T12/CW 6PK Preheat Lamp | E
F20T12CW | Lamps | 1.56 | 15% | 1.79 | 0.05 | GE Lamps | F20T12/CW Preheat Lamp | E
F20T12C50CVG | Lamps | 5.82 | 15% | 6.69 | 0.05 | GE Lamps | F20T12/C50 Preheat Protected Lamp | E
F20T12C50 | Lamps | 3.1 | 15% | 3.57 | 0.05 | GE Lamps | F20T12/C50 Preheat Lamp | E
F20T12BLB 6PK | Lamps | 0.01 | 15% | 0.01 | 0.0001 | GE Lamps | F20T12/BLB 6PK Blacklight Blue Lamp | E
F20T12BL 6PK | Lamps | 0.01 | 15% | 0.01 | 0.0001 | GE Lamps | F20T12/BL 6PK Blacklight Lamp | E
F20T12B65CVG | Lamps | 0.01 | 15% | 0.01 | 0.0001 | GE Lamps | F20T12/B/65/CVG Colored Lamp | E
F20T12B 6PK | Lamps | 0.01 | 15% | 0.01 | 0.0001 | GE Lamps | F20T12/B/ 6PK Colored Lamp | E
F20T12B 6PK | Lamps | 5.25 | 15% | 6.04 | 0.05 | GE Lamps | F20T12/B 6PK Preheat Lamp | E
F20T12ARSA 6PK | Lamps | 0 | 15% | 0 | 0.0001 | GE Lamps | F20T12/AR/SA Plant Aquarium Lamp | E
F20T12ARFS 6PK | Lamps | 0 | 15% | 0 | 0.0001 | GE Lamps | F20T12/AR/FS Plant Aquarium Lamp | E
F20T12ARFR 6PK | Lamps | 0 | 15% | 0 | 0.0001 | GE Lamps | F20T12/AR/FR Plant Aquarium Lamp | E
F18WT8841 | Lamps | 7.35 | 15% | 8.45 | 0.05 | GE Lamps | F18WT8/841 Cold Temp Lamp | E
F18WT8835 | Lamps | 7.35 | 15% | 8.45 | 0.05 | GE Lamps | F18WT8/835 Cold Temp Lamp | E
F18TBX8274PECO | Lamps | 0.01 | 15% | 0.01 | 0.0001 | GE Lamps | 18W 4-Pin Triple Biax Lamp | E
F18TBX841AECO | Lamps | 0.01 | 15% | 0.01 | 0.0001 | GE Lamps | 18W 4-Pin Triple Biax Lamp | E
F18TBX835AECO | Lamps | 0.01 | 15% | 0.01 | 0.0001 | GE Lamps | 18W 4-Pin Triple Biax Lamp | E
F18TBX830AECO | Lamps | 0.01 | 15% | 0.01 | 0.0001 | GE Lamps | 18W 4-Pin Triple Biax Lamp | E
F18TBX827AECO | Lamps | 0.01 | 15% | 0.01 | 0.0001 | GE Lamps | 18W 4-Pin Triple Biax Lamp | E
F18T8835PLYXLR | Lamps | 2.91 | 15% | 3.35 | 0.05 | GE Lamps | F18T8/835 Polylux Lamp | E
F18T12CWHO | Lamps | 3.63 | 15% | 4.17 | 0.05 | GE Lamps | F18T12/CW/HO 800MA Lamp | E
F18DBX841ECO4P | Lamps | 0.01 | 15% | 0.01 | 0.0001 | GE Lamps | 18W 4-Pin Double Biax Lamp | E
F18DBX841ECO | Lamps | 0.01 | 15% | 0.01 | 0.0001 | GE Lamps | 18W 2-Pin Double Biax Lamp | E
F18DBX835ECO4P | Lamps | 0.01 | 15% | 0.01 | 0.0001 | GE Lamps | 18W 4-Pin Double Biax Lamp | E
F18DBX835ECO | Lamps | 0.01 | 15% | 0.01 | 0.0001 | GE Lamps | 18W 2-Pin Double Biax Lamp | E
F18DBX830ECO4P | Lamps | 0.01 | 15% | 0.01 | 0.0001 | GE Lamps | 18W 4-Pin Double Biax Lamp | E
F18DBX830ECO | Lamps | 0.01 | 15% | 0.01 | 0.0001 | GE Lamps | 18W 2-Pin Double Biax Lamp | E
F18DBX827ECO4P | Lamps | 0.01 | 15% | 0.01 | 0.0001 | GE Lamps | 18W 4-Pin Double Biax Lamp | E
F18DBX827ECO | Lamps | 0.01 | 15% | 0.01 | 0.0001 | GE Lamps | 18W 2-Pin Double Biax Lamp | E
F18BXSPX65RS | Lamps | 0.01 | 15% | 0.01 | 0.0001 | GE Lamps | 18W 4-Pin High Lumen Biax Lamp | E
F18BXSPX41RS10PK | Lamps | 0.01 | 15% | 0.01 | 0.0001 | GE Lamps | 18W 4-Pin High Lumen Biax Lamp | E
F18BXSPX41 10PK | Lamps | 0.01 | 15% | 0.01 | 0.0001 | GE Lamps | 18W 4-Pin High Lumen Biax Lamp | E
F18BXSPX35RX10PK | Lamps | 0.01 | 15% | 0.01 | 0.0001 | GE Lamps | 18W 4-Pin High Lumen Biax Lamp | E
F18BXSPX35 10PK | Lamps | 0.01 | 15% | 0.01 | 0.0001 | GE Lamps | 18W 4-Pin High Lumen Biax Lamp | E
F18BXSPX30RS10PK | Lamps | 0 | 15% | 0 | 0.0001 | GE Lamps | 18W 4-Pin High Lumen Biax Lamp | E
F18BXSPX30 10PK | Lamps | 0.01 | 15% | 0.01 | 0.0001 | GE Lamps | 18W 4-Pin High Lumen Biax Lamp | E
F17T8XLSPX65ECO | Lamps | 4.69 | 15% | 5.39 | 0.05 | GE Lamps | F17T8/XL/SPX65 Extra-Life Lamp | E
F17T8XLSPX50ECO | Lamps | 4.69 | 15% | 5.39 | 0.05 | GE Lamps | F17T8/XL/SPX50 Extra-Life Lamp | E
F17T8XLSPX41ECO | Lamps | 4.69 | 15% | 5.39 | 0.05 | GE Lamps | F17T8/XL/SPX41 Extra Life Lamp | E
F17T8XLSPX35ECO | Lamps | 4.69 | 15% | 5.39 | 0.05 | GE Lamps | F17T8/XL/SPX35 Extra-Life lamp | E
F17T8XLSPX30ECO | Lamps | 4.69 | 15% | 5.39 | 0.05 | GE Lamps | F17T8/XL/SPX30 Extra-Life Lamp | E
F17T8XLSP41ECO | Lamps | 2.93 | 15% | 3.37 | 0.05 | GE Lamps | F17T8/XL/SP41 Extra-Life Lamp | E
F17T8XLSP35ECO | Lamps | 2.93 | 15% | 3.37 | 0.05 | GE Lamps | F17T8/XL/SP35 Extra-Life Lamp | E
F17T8XLSP30ECO | Lamps | 2.93 | 15% | 3.37 | 0.05 | GE Lamps | F17T8/XL/SP30 Extra-Life Lamp | E
F17T8SPX41ECOCVG | Lamps | 9.27 | 15% | 10.66 | 0.05 | GE Lamps | F17T8/SPX41/ECO Std Protected Lamp | E
F17T8SPX41ECO | Lamps | 3.66 | 15% | 4.21 | 0.05 | GE Lamps | F17T8/SPX41 TCLP Starcoat Lamp | E
F17T8SPX35ECOCVG | Lamps | 9.27 | 15% | 10.66 | 0.05 | GE Lamps | F17T8/SPX35/ECO Std Protected Lamp | E
F17T8SPX35ECO | Lamps | 3.66 | 15% | 4.21 | 0.05 | GE Lamps | F17T8/SPX35 TCLP Starcoat Lamp | E
F17T8SPX30ECO | Lamps | 3.66 | 15% | 4.21 | 0.05 | GE Lamps | F17T8/SPX30 TCLP Starcoat Lamp | E
F17T8SP41ECO | Lamps | 3.27 | 15% | 3.76 | 0.05 | GE Lamps | F17T8/SP41 TCLP Starcoat Lamp | E
F17T8SP35ECOCVH | Lamps | 6.74 | 15% | 7.75 | 0.05 | GE Lamps | F17T8/SP35/ECO Std Protected Lamp | E
F17T8SP35ECO | Lamps | 3.27 | 15% | 3.76 | 0.05 | GE Lamps | F17T8/SP35 TCLP Starcoat Lamp | E
F17T8SP30ECO | Lamps | 3.27 | 15% | 3.76 | 0.05 | GE Lamps | F17T8/SP30 TCLP Starcoat Lamp | E
F17T8GOCVG | Lamps | 0.01 | 15% | 0.01 | 0.0001 | GE Lamps | F17T8/GO/CVG Gold Lamp | E
F162D8354P | Lamps | 0 | 15% | 0 | 0.0001 | GE Lamps | 16W 4-Pin 2D Lamp | E
F162D8274P | Lamps | 0 | 15% | 0 | 0.0001 | GE Lamps | 16W 4-Pin 2D Lamp | E
F15T8SR 6PK | Lamps | 0 | 15% | 0 | 0.0001 | GE Lamps | F15T8/SR Plant Aquarium Lamp | E
F15T8SPX35CVG | Lamps | 15.84 | 15% | 18.22 | 0.05 | GE Lamps | F15T8/SPX35 Preheat Protected Lamp | E
F15T8SP35CVG | Lamps | 8.61 | 15% | 9.9 | 0.05 | GE Lamps | F15T8/SP35 Preheat Protected Lamp | E
F15T8PLAQ 6PK | Lamps | 0 | 15% | 0 | 0.0001 | GE Lamps | F15T8/PL/AQ Plant Aquarium Lamp | E
F15T8KBCVGUPC | Lamps | 5.72 | 15% | 6.58 | 0.05 | GE Lamps | F15T8/KB Preheat Protected Lamp | E
F15T8CWCVG | Lamps | 4.33 | 15% | 4.98 | 0.05 | GE Lamps | F15T8/CW Preheat Protected Lamp | E
F15T8BLB 6PK | Lamps | 0.01 | 15% | 0.01 | 0.0001 | GE Lamps | F15T8/BLB 6PK Blacklight Blue Lamp | E
F15T8BL 6PK | Lamps | 0.01 | 15% | 0.01 | 0.0001 | GE Lamps | F15T8/BL 6PK Blacklight Lamp | E
F15T8ARFR 6PK | Lamps | 0 | 15% | 0 | 0.0001 | GE Lamps | F15T8/AR/FR Plant Aquarium Lamp | E
F15T12WW | Lamps | 2.55 | 15% | 2.93 | 0.05 | GE Lamps | F15T12/WW Preheat Lamp | E
F15T12KB 6PK | Lamps | 5.46 | 15% | 6.28 | 0.05 | GE Lamps | F15T12/KB 6PK Preheat Lamp | E
F15T12CWCVG | Lamps | 4.51 | 15% | 5.19 | 0.05 | GE Lamps | F15T12/CW Preheat Protected Lamp | E
F15T12CW 6PK | Lamps | 4.35 | 15% | 5 | 0.05 | GE Lamps | F15T12/CW 6PK Preheat Lamp | E
F14WT5865ECO | Lamps | 3.5 | 15% | 4.03 | 0.05 | GE Lamps | F14W/T5/865 High Efficency Lamp | E
F14WT5850ECO | Lamps | 3.5 | 15% | 4.03 | 0.05 | GE Lamps | F14W/T5/850 High Efficency Lamp | E
F14WT5841ECO | Lamps | 3.5 | 15% | 4.03 | 0.05 | GE Lamps | F14W/T5/841 High Efficency Lamp | E
F14WT5835ECO | Lamps | 3.5 | 15% | 4.03 | 0.05 | GE Lamps | F14W/T5/835 High Efficency Lamp | E
F14WT5830ECO | Lamps | 3.5 | 15% | 4.03 | 0.05 | GE Lamps | F14W/T5/830 High Efficency Lamp | E
F14T8SR 6PK | Lamps | 0 | 15% | 0 | 0.0001 | GE Lamps | F14T8/SR Plant Aquarium Lamp | E
F14T8ARSA 6PK | Lamps | 0 | 15% | 0 | 0.0001 | GE Lamps | F14T8/AR/SA Plant Aquarium Lamp | E
F14T8ARFS6PK | Lamps | 0.01 | 15% | 0.01 | 0.0001 | GE Lamps | F14T8/AR/FS Plant Aquarium Lamp | E
F14T8ARFR 6PK | Lamps | 0 | 15% | 0 | 0.0001 | GE Lamps | F14T8/AR/FR Plant Aquarium Lamp | E
F14T12KB 6PK | Lamps | 2.8 | 15% | 3.22 | 0.05 | GE Lamps | F14T12/KB 6PK Preheat Lamp | E
F14T12CW 6PK | Lamps | 3.76 | 15% | 4.32 | 0.05 | GE Lamps | F14T12/CW 6PK Preheat Lamp | E
F14T12CW | Lamps | 3.72 | 15% | 4.28 | 0.05 | GE Lamps | F14T12/CW Preheat Lamp | E
F13TBX8274PECO | Lamps | 0.01 | 15% | 0.01 | 0.0001 | GE Lamps | 13W 4-Pin Triple Biax Lamp | E
F13TBX841AECO | Lamps | 0.01 | 15% | 0.01 | 0.0001 | GE Lamps | 13W 4-Pin Triple Biax Lamp | E
F13TBX835AECO | Lamps | 0.01 | 15% | 0.01 | 0.0001 | GE Lamps | 13W 4-Pin Triple Biax Lamp | E
F13TBX830AECO | Lamps | 0.01 | 15% | 0.01 | 0.0001 | GE Lamps | 13W 4-Pin Triple Biax Lamp | E
F13TBX827AECO | Lamps | 0.01 | 15% | 0.01 | 0.0001 | GE Lamps | 13W 4-Pin Triple Biax Lamp | E
F13T8CWCVG | Lamps | 6.16 | 15% | 7.08 | 0.05 | GE Lamps | F13T8/CW Preheat Protected Lamp | E
F13T5WW CARD | Lamps | 6.13 | 15% | 7.05 | 0.05 | GE Lamps | F13T5/WW CARD Preheat Lamp | E
F13T5WW | Lamps | 6.13 | 15% | 7.05 | 0.05 | GE Lamps | F13T5/WW Preheat Lamp | E
F13T5CWCVG | Lamps | 5.86 | 15% | 6.74 | 0.05 | GE Lamps | F13T5/CW Protected Lamp | E
F13T5CWCD | Lamps | 5.15 | 15% | 5.92 | 0.05 | GE Lamps | F13T5/CW/CD Preheat Lamp | E
F13T5CW | Lamps | 4.2 | 15% | 4.83 | 0.05 | GE Lamps | F13T5/CW Preheat Lamp | E
F13DBX23841ECO | Lamps | 0 | 15% | 0 | 0.0001 | GE Lamps | 13W 2-Pin Double Biax Lamp | E
F13DBX23835ECO | Lamps | 0 | 15% | 0 | 0.0001 | GE Lamps | 13W 2-Pin Double Biax Lamp | E
F13DBX23830ECO | Lamps | 0 | 15% | 0 | 0.0001 | GE Lamps | 13W 2-Pin Double Biax Lamp | E
F13DBX23827ECO | Lamps | 0 | 15% | 0 | 0.0001 | GE Lamps | 13W 2-Pin Double Biax Lamp | E
F13DBX841ECO4P | Lamps | 0 | 15% | 0 | 0.0001 | GE Lamps | 13W 4-Pin Double Biax Lamp | E
F13DBX841ECO | Lamps | 0 | 15% | 0 | 0.0001 | GE Lamps | 13W 2-Pin Double Biax Lamp | E
F13DBX835ECO4P | Lamps | 0 | 15% | 0 | 0.0001 | GE Lamps | 13W 4-Pin Double Biax Lamp | E
F13DBX835ECO | Lamps | 0 | 15% | 0 | 0.0001 | GE Lamps | 13W 2-Pin Double Biax Lamp | E
F13DBX830ECO4P | Lamps | 0 | 15% | 0 | 0.0001 | GE Lamps | 13W 4-Pin Double Biax Lamp | E
F13DBX830ECO | Lamps | 0 | 15% | 0 | 0.0001 | GE Lamps | 13W 2-Pin Double Biax Lamp | E
F13DBX827ECO4P | Lamps | 0 | 15% | 0 | 0.0001 | GE Lamps | 13W 4-Pin Double Biax Lamp | E
F13DBX827ECO | Lamps | 0 | 15% | 0 | 0.0001 | GE Lamps | 13W 2-Pin Double Biax Lamp | E
F13BXE850ECO | Lamps | 0 | 15% | 0 | 0.0001 | GE Lamps | 13W 2-Pin Low Watt Biax Lamp | E
F13BXE841ECO | Lamps | 0 | 15% | 0 | 0.0001 | GE Lamps | 13W 2-Pin Low Watt Biax Lamp | E
F13BXE835ECO | Lamps | 0 | 15% | 0 | 0.0001 | GE Lamps | 13W 2-Pin Low Watt Biax Lamp | E
F13BXE830ECO | Lamps | 0 | 15% | 0 | 0.0001 | GE Lamps | 13W 2-Pin Low Watt Biax Lamp | E
F13BXE827ECO | Lamps | 0 | 15% | 0 | 0.0001 | GE Lamps | 13W 2-Pin Low Watt Biax Lamp | E
F13BXBL | Lamps | 0 | 15% | 0 | 0.0001 | GE Lamps | 13W Self-Ballasted Blacklight Lamp | E
F13BX850ECO | Lamps | 0 | 15% | 0 | 0.0001 | GE Lamps | 13W 2-Pin Low Watt Biax Lamp | E
F13BX841ECO100P | Lamps | 0 | 15% | 0 | 0.0001 | GE Lamps | 13W 2-Pin Low Watt Biax Lamp | E
F13BX841ECO | Lamps | 0 | 15% | 0 | 0.0001 | GE Lamps | 13W 2-Pin Low Watt Biax Lamp | E
F13BX835ECO100P | Lamps | 0 | 15% | 0 | 0.0001 | GE Lamps | 13W 2-Pin Low Watt Biax Lamp | E
F13BX835ECO | Lamps | 0 | 15% | 0 | 0.0001 | GE Lamps | 13W 2-Pin Low Watt Biax Lamp | E
F13BX830ECO | Lamps | 0 | 15% | 0 | 0.0001 | GE Lamps | 13W 2-Pin Low Watt Biax Lamp | E
F13BX827CDECO | Lamps | 0 | 15% | 0 | 0.0001 | GE Lamps | 13W 2-Pin Low Watt Biax Lamp | E
F13BX827ECO | Lamps | 0 | 15% | 0 | 0.0001 | GE Lamps | 13W 2-Pin Low Watt Biax Lamp | E
F11BXBL | Lamps | 0 | 15% | 0 | 0.0001 | GE Lamps | 11W Self-Ballasted Blacklight Lamp | E
F102D8274P | Lamps | 0 | 15% | 0 | 0.0001 | GE Lamps | 10W 4-Pin 2D Lamp | E
EL23R25WW | Lamps | 0.01 | 15% | 0.01 | 0.0001 | GE Lamps | 23W Self-Ballasted Genura Lamp | E
EL23R25SW | Lamps | 0.01 | 15% | 0.01 | 0.0001 | GE Lamps | 23W Self-Ballasted Genura Lamp | E
ED7DP203W83035 | Lamps | 0.01 | 15% | 0.01 | 0.0001 | GE Lamps | 7W LED 35 Deg Compact PAR20 Lamp | E
95AWLL50-2PK | Lamps | 0 | 15% | 0 | 0.0001 | GE Lamps | 95W Long Life Soft White Lamp 120V | E
95A-224PK | Lamps | 0 | 15% | 0 | 0.0001 | GE Lamps | 95W Standard Lamp 120V | E
95AW-4PK | Lamps | 0 | 15% | 0 | 0.0001 | GE Lamps | 95W Soft White Lamp 120V | E
95ACL-212PK | Lamps | 0 | 15% | 0 | 0.0001 | GE Lamps | 95W Clear Lamp 120V | E
95A130V-4PK | Lamps | 0 | 15% | 0 | 0.0001 | GE Lamps | 95W Standard Lamp 120/130V | E
95A 48PK | Lamps | 0 | 15% | 0 | 0.0001 | GE Lamps | 95W Standard Lamp 120V | E
88PAR36FL | Lamps | 0.01 | 15% | 0.01 | 0.0001 | GE Lamps | 88W Projecter/TrainWarning Lamp 75V | E
85PARFLBG 6PK | Lamps | 0 | 15% | 0 | 0.0001 | GE Lamps | 85W Yellow Bug Lamp 120V | E
7C7W TRAY | Lamps | 0 | 15% | 0 | 0.0001 | GE Lamps | 7W White Indicator Lamp 120V | E
7C7 TRAY | Lamps | 0 | 15% | 0 | 0.0001 | GE Lamps | 7W Clear Indicator Lamp 130V | E
75R30BLB 6PK | Lamps | 0 | 15% | 0 | 0.0001 | GE Lamps | 75W Reflector Blacklight Lamp 120V | E
75PAR46TS | Lamps | 0.01 | 15% | 0.01 | 0.0001 | GE Lamps | 75W Traffic Signal Lamp 120V | E
75PAR3SPMINE | Lamps | 0 | 15% | 0 | 0.0001 | GE Lamps | 75W Mine Reflector Lamp 120V | E
75PAR3FLMINE | Lamps | 0.01 | 15% | 0.01 | 0.0001 | GE Lamps | 75W Mine Flood Lamp 120V | E
75PAR3FL65WM | Lamps | 0 | 15% | 0 | 0.0001 | GE Lamps | 65W Compact Flood Lamp 120V | E
75G40W 6PK | Lamps | 0 | 15% | 0 | 0.0001 | GE Lamps | 75W White Globe Lamp 120V | E
75E17TF-4PK | Lamps | 0 | 15% | 0 | 0.0001 | GE Lamps | 75W Decorative Lamp 120V | E
75A21 | Lamps | 0 | 15% | 0 | 0.0001 | GE Lamps | 75W Inside Frost Lamp 12V | E
75AWLL-2PK | Lamps | 0 | 15% | 0 | 0.0001 | GE Lamps | 75W Long Life Soft White Lamp 120V | E
75AW 48PK | Lamps | 0 | 15% | 0 | 0.0001 | GE Lamps | 75W Soft White Lamp 120V | E
75ARVL 48PK | Lamps | 0 | 15% | 0 | 0.0001 | GE Lamps | 75W Reveal Soft White Lamp 120V | E
75ARS130-PK6 | Lamps | 0 | 15% | 0 | 0.0001 | GE Lamps | 75W Rough Service Lamp 120/130V | E
75ARSSTG-TP6 | Lamps | 0 | 15% | 0 | 0.0001 | GE Lamps | 75W Saf-T-Gard Lamp 120/130V | E
75ACOMM 24PK | Lamps | 0 | 15% | 0 | 0.0001 | GE Lamps | 75W Inside Frost Lamp 120V | E
75ACL-2PK | Lamps | 0 | 15% | 0 | 0.0001 | GE Lamps | 75W Clear Lamp 120V | E
75A67WM-130V | Lamps | 0 | 15% | 0 | 0.0001 | GE Lamps | 67W Inside Frost Lamp 120/130V | E
75A 48PK | Lamps | 0 | 15% | 0 | 0.0001 | GE Lamps | 75W Standard Lamp 120V | E
71AWLL50-2K | Lamps | 0 | 15% | 0 | 0.0001 | GE Lamps | 71W Long Life Soft White Lamp 120V | E
71AW-4PK | Lamps | 0 | 15% | 0 | 0.0001 | GE Lamps | 71W Soft White Lamp 120V | E
71ACL-212PK | Lamps | 0 | 15% | 0 | 0.0001 | GE Lamps | 71W Clear Lamp 120V | E
71A130V-48PK | Lamps | 0 | 15% | 0 | 0.0001 | GE Lamps | 71W Inside Frost Lamp 120/130V | E
71A 48PK | Lamps | 0 | 15% | 0 | 0.0001 | GE Lamps | 71W Inside Frost Lamp 120V | E
712SCWCD-5PK | Lamps | 0 | 15% | 0 | 0.0001 | GE Lamps | 7.5W White Lamp 120V | E
7 12SCW TRAY | Lamps | 0 | 15% | 0 | 0.0001 | GE Lamps | 7.5W White Lamp 130V | E
7 12S TRAY | Lamps | 0 | 15% | 0 | 0.0001 | GE Lamps | 7.5W Clear Lamp 120V | E
6T4121 | Lamps | 0 | 15% | 0 | 0.0001 | GE Lamps | 6W Clear Indicator Lamp 130V | E
6S6DC TRAY | Lamps | 0 | 15% | 0 | 0.0001 | GE Lamps | 6W Clear Indicator Lamp 120V | E
6S6DC 24PK | Lamps | 0 | 15% | 0 | 0.0001 | GE Lamps | 6W Clear Indicator Lamp 75V | E
6S67 TRAY 24PK | Lamps | 0 | 15% | 0 | 0.0001 | GE Lamps | 6W Clear Indicator Lamp 120V | E
6S63 | Lamps | 0 | 15% | 0 | 0.0001 | GE Lamps | 6W Clear Signal Lamp 120V | E
6S6 Tray | Lamps | 0 | 15% | 0 | 0.0001 | GE Lamps | 6W Clear Indicator Lamp 120V | E
6S6 CARD2 | Lamps | 0 | 15% | 0 | 0.0001 | GE Lamps | 6W Clear Indicator Lamp 120V | E
6S6 BB | Lamps | 0 | 15% | 0 | 0.0001 | GE Lamps | 6W Clear Train Lamp 32V | E
6S6 24PK | Lamps | 0 | 15% | 0 | 0.0001 | GE Lamps | 6W Clear Train Lamp 30V | E
6S6 | Lamps | 0 | 15% | 0 | 0.0001 | GE Lamps | 6W Clear Indicator Lamp 24V | E
69A21TS | Lamps | 0 | 15% | 0 | 0.0001 | GE Lamps | 69W Clear Traffic Signal Lamp 130V | E
65R40FLRVL-TP6 | Lamps | 0 | 15% | 0 | 0.0001 | GE Lamps | 65W Reveal Refl Flood Lamp 120V | E
65R40FLMI-6PK | Lamps | 0 | 15% | 0 | 0.0001 | GE Lamps | 65W Reflector Flood Lamp 120V | E
65R40FLLL | Lamps | 0 | 15% | 0 | 0.0001 | GE Lamps | 65W Long Life Indoor Refl Lamp 120V | E
65R40FL | Lamps | 0 | 15% | 0 | 0.0001 | GE Lamps | 65W Watt Miser IF Refl Lamp 130V | E
65R30SPFUS 130V | Lamps | 0 | 15% | 0 | 0.0001 | GE Lamps | 65W Fusia Indoor Refl Lamp 130V | E
65R30FLSTGPQ16 | Lamps | 0 | 15% | 0 | 0.0001 | GE Lamps | 65W Saf-T-Gard Flood Lamp 120V | E
65R30FLCOMM12PK | Lamps | 0 | 15% | 0 | 0.0001 | GE Lamps | 65W Reflector Flood Lamp 120V | E
65R30SPMI-6PK | Lamps | 0 | 15% | 0 | 0.0001 | GE Lamps | 65W Reflector Lamp 120V | E
65R30SPLL 6PK | Lamps | 0 | 15% | 0 | 0.0001 | GE Lamps | 65W Long Life Spot Lamp 120V | E
65R30SP | Lamps | 0 | 15% | 0 | 0.0001 | GE Lamps | 65W Watt Miser Reflector Lamp 130V | E
65R30RVLTW-3PK | Lamps | 0.01 | 15% | 0.01 | 0.0001 | GE Lamps | 65W Reveal Flood Lamp 120V | E
65R30PL-1 6PK | Lamps | 0 | 15% | 0 | 0.0001 | GE Lamps | 65W Reflector Plant Lamp 120V | E
65R30FLY | Lamps | 0 | 15% | 0 | 0.0001 | GE Lamps | 65W Yellow Reflector Lamp 120V | E
65R30FLRVL-6PK | Lamps | 0 | 15% | 0 | 0.0001 | GE Lamps | 65W Reveal Flood Lamp 120V | E
65R30FLPK | Lamps | 0 | 15% | 0 | 0.0001 | GE Lamps | 65W Pink Reflector Lamp 120V | E
65R30FLMI-6PK | Lamps | 0 | 15% | 0 | 0.0001 | GE Lamps | 65W Reflector Flood Lamp 120V | E
65R30FLLL 6PK | Lamps | 0 | 15% | 0 | 0.0001 | GE Lamps | 65W Long Life Refl Flood Lamp 120V | E
65R30FLG | Lamps | 0 | 15% | 0 | 0.0001 | GE Lamps | 65W Green Reflector Lamp 120V | E
65R30FLB | Lamps | 0 | 15% | 0 | 0.0001 | GE Lamps | 65W Blue Reflector Lamp 120V | E
65R30FL | Lamps | 0 | 15% | 0 | 0.0001 | GE Lamps | 65W Watt Miser Reflector Lamp 130V | E
65RFLMI-TWIN | Lamps | 0 | 15% | 0 | 0.0001 | GE Lamps | 65W Reflector Flood Lamp 120V | E
620PS40P | Lamps | 0.01 | 15% | 0.01 | 0.0001 | GE Lamps | 620W Clear Airport Lamp 120V | E
60T10RVL CD1 | Lamps | 0 | 15% | 0 | 0.0001 | GE Lamps | 60W Reveal Clear Lamp 120V | E
60T1064 24PK | Lamps | 0 | 15% | 0 | 0.0001 | GE Lamps | 60W Clear Display Lamp 120V | E
60PAR2R | Lamps | 0.02 | 15% | 0.02 | 0.0001 | GE Lamps | 60W Red Lens Train Warning Lamp 38V | E
60GMW-PQ26 | Lamps | 0 | 15% | 0 | 0.0001 | GE Lamps | 60W White Globe BDTH Lamp 120V | E
60GMCL-PQ26 | Lamps | 0 | 15% | 0 | 0.0001 | GE Lamps | 60W Clear Globe BDTH Lamp 120V | E
60GCW PQ26 | Lamps | 0 | 15% | 0 | 0.0001 | GE Lamps | 60W White Globe Lamp 120V | E
60GCCD2-4PK | Lamps | 0 | 15% | 0 | 0.0001 | GE Lamps | 60W Clear Globe Lamp 120V | E
60G40W 6PK | Lamps | 0 | 15% | 0 | 0.0001 | GE Lamps | 60W White Globe Lamp 120V | E
60G40 6PK | Lamps | 0 | 15% | 0 | 0.0001 | GE Lamps | 60W Clear Globe Lamp 120V | E
60G30W 6PK | Lamps | 0 | 15% | 0 | 0.0001 | GE Lamps | 60W White Globe Lamp 120V | E
60G25WRVL PQ16 | Lamps | 0 | 15% | 0 | 0.0001 | GE Lamps | 60W Reveal White Globe Lamp 120V | E
60G25CRVL PQ16 | Lamps | 0 | 15% | 0 | 0.0001 | GE Lamps | 60W Reveal Clear Globe Lamp 120V | E
60G25W 6PK | Lamps | 0 | 15% | 0 | 0.0001 | GE Lamps | 60W White Globe Lamp 120V | E
60G25 6PK | Lamps | 0 | 15% | 0 | 0.0001 | GE Lamps | 60W Clear Globe Lamp 120V | E
60CAM CARD4 | Lamps | 0 | 15% | 0 | 0.0001 | GE Lamps | 60W Clear Bent Tip Lamp 120V | E
60CACF CARD4 | Lamps | 0 | 15% | 0 | 0.0001 | GE Lamps | 60W Frost Bent Tip Lamp 120V | E
60CAC CARD 4 | Lamps | 0 | 15% | 0 | 0.0001 | GE Lamps | 60W Clear Bent Tip Lamp 120V | E
60CAC 25PK | Lamps | 0 | 15% | 0 | 0.0001 | GE Lamps | 60W Clear Bent Tip Lamp 120V | E
60BMRVLCD2-4PK | Lamps | 0 | 15% | 0 | 0.0001 | GE Lamps | 60W Reveal Blunt Tip Lamp 120V | E
60BMCD4 | Lamps | 0 | 15% | 0 | 0.0001 | GE Lamps | 60W Clear Blunt Tip Lamp 120V | E
60BCRVLCF-T46 | Lamps | 0 | 15% | 0 | 0.0001 | GE Lamps | 60W Reveal Blunt/Fan Lamp 120V | E
60BCCD4 | Lamps | 0 | 15% | 0 | 0.0001 | GE Lamps | 60W Clear Blunt Tip Lamp | E
60A15CFSTGPQ26 | Lamps | 0 | 15% | 0 | 0.0001 | GE Lamps | 60W Saf-T-Gard Clng Fan Lamp 120V | E
60A15WCF-CD2 | Lamps | 0 | 15% | 0 | 0.0001 | GE Lamps | 60W White Clng Fan Lamp 120V | E
60A15WCFRVLCD2-6PK | Lamps | 0 | 15% | 0 | 0.0001 | GE Lamps | 60W Reveal Soft White Lamp 120V | E
60A15CFRVLCD2-6PK | Lamps | 0 | 15% | 0 | 0.0001 | GE Lamps | 60W Reveal Clng Fan Lamp 120V | E
60A15CF CD2 | Lamps | 0 | 15% | 0 | 0.0001 | GE Lamps | 60W Clear Clng Fan Lamp 120V | E
60A15CAWCF-CD2 | Lamps | 0 | 15% | 0 | 0.0001 | GE Lamps | 60W White Clng Fan Lamp 120V | E
60A15CACCF-CD2 | Lamps | 0 | 15% | 0 | 0.0001 | GE Lamps | 60W Clear Clng Fan Lamp 120V | E
60AY-2PK | Lamps | 0 | 15% | 0 | 0.0001 | GE Lamps | 60W Yellow Bug Lamp 120V | E
60AWLL-2PK | Lamps | 0 | 15% | 0 | 0.0001 | GE Lamps | 60W Soft White Lamp 120V | E
60AW 48PK | Lamps | 0 | 15% | 0 | 0.0001 | GE Lamps | 60W Soft White Lamp 120V | E
60ASPK-2PK | Lamps | 0 | 15% | 0 | 0.0001 | GE Lamps | 60W Pink Lamp 120V | E
60ASPK-210PK | Lamps | 0 | 15% | 0 | 0.0001 | GE Lamps | 60W Soft Pink Lamp 120V | E
60ARVL 48PK | Lamps | 0 | 15% | 0 | 0.0001 | GE Lamps | 60W Reveal Soft White Lamp 120V | E
60ARS130-PK212 | Lamps | 0 | 15% | 0 | 0.0001 | GE Lamps | 60W Rough Service Lamp 120/130V | E
60ARSSTG-T212 | Lamps | 0 | 15% | 0 | 0.0001 | GE Lamps | 60W Saf-T-Gard Lamp 120/130V | E
60APL 6PK | Lamps | 0 | 15% | 0 | 0.0001 | GE Lamps | 60W Plant Lamp 120V | E
60ANET-6PK | Lamps | 0 | 15% | 0 | 0.0001 | GE Lamps | 60W Lamp 120V | E
60ACOMM 24PK | Lamps | 0 | 15% | 0 | 0.0001 | GE Lamps | 60W Inside Frost Lamp 120V | E
60ACL-2PK | Lamps | 0 | 15% | 0 | 0.0001 | GE Lamps | 60W Clear Lamp 120V | E
60ACLRVL-PK24 | Lamps | 0 | 15% | 0 | 0.0001 | GE Lamps | 60W Reveal Clear Lamp 120V | E
60ABLBTW-6PK | Lamps | 0 | 15% | 0 | 0.0001 | GE Lamps | 60W Blacklight Lamp 120V | E
60ABLB 6PK | Lamps | 0 | 15% | 0 | 0.0001 | GE Lamps | 60W Blacklight Lamp 120V | E
60A52WM-130V | Lamps | 0 | 15% | 0 | 0.0001 | GE Lamps | 52W Watt Miser Lamp 120/130V | E
60A 48PK | Lamps | 0 | 15% | 0 | 0.0001 | GE Lamps | 60W Standard Lamp 120V | E
66AT14P | Lamps | 0.02 | 15% | 0.02 | 0.0001 | GE Lamps | 200W Clear Airport Lamp 120V | E
57AW-4PK | Lamps | 0 | 15% | 0 | 0.0001 | GE Lamps | 57W Soft White Lamp 120V | E
57AWLL50-2PK | Lamps | 0 | 15% | 0 | 0.0001 | GE Lamps | 57W Long Life Soft White Lamp 120V | E
57ACL-212PK | Lamps | 0 | 15% | 0 | 0.0001 | GE Lamps | 57W Clear Lamp 120V | E
57ACL2PK-130V | Lamps | 0 | 15% | 0 | 0.0001 | GE Lamps | 57W Clear Lamp 120/130V | E
57A130-4PK | Lamps | 0 | 15% | 0 | 0.0001 | GE Lamps | 57W Inside Frost Lamp 120/130V | E
57A 48PK | Lamps | 0 | 15% | 0 | 0.0001 | GE Lamps | 57W Inside Frost Lamp 120V | E
50R20PL1-6PK | Lamps | 0 | 15% | 0 | 0.0001 | GE Lamps | 50W Reflector Plant Lamp 120V | E
50R20HP1 | Lamps | 0 | 15% | 0 | 0.0001 | GE Lamps | 50W Hot Pink Reflector Lamp 120V | E
50R20FUS 130V | Lamps | 0.01 | 15% | 0.01 | 0.0001 | GE Lamps | 50W Fusia Reflector Lamp 130V | E
50PAR36WFL4 | Lamps | 0.01 | 15% | 0.01 | 0.0001 | GE Lamps | 50W Wide Flood Lamp 12V | E
50PAR36WFL | Lamps | 0.01 | 15% | 0.01 | 0.0001 | GE Lamps | 50W Wide Flood Lamp 12V | E
50PAR36VWFL | Lamps | 0.01 | 15% | 0.01 | 0.0001 | GE Lamps | 50W Very Wide Flood Lamp 12V | E
50PAR36VNSP | Lamps | 0.01 | 15% | 0.01 | 0.0001 | GE Lamps | 50W Very Narrow Spot Lamp 12V | E
50PAR36NSP | Lamps | 0.01 | 15% | 0.01 | 0.0001 | GE Lamps | 50W Narrow Spot Lamp 12V | E
50A19RSSH | Lamps | 0 | 15% | 0 | 0.0001 | GE Lamps | 50W Long Life Indoor Spot Lamp 75V | E
500R3FL | Lamps | 0.01 | 15% | 0.01 | 0.0001 | GE Lamps | 500W IF Reflector Flood Lamp 120V | E
500PAR64WFL | Lamps | 0.03 | 15% | 0.03 | 0.0001 | GE Lamps | 500W Wide Flood Lamp 230V | E
500PAR64NSP | Lamps | 0.02 | 15% | 0.02 | 0.0001 | GE Lamps | 500W Narrow Reflector Lamp 120V | E
500PAR64MFL | Lamps | 0.03 | 15% | 0.03 | 0.0001 | GE Lamps | 500W Medium Flood Lamp 230V | E
500E405FLSLV | Lamps | 0.01 | 15% | 0.01 | 0.0001 | GE Lamps | 500W Reflector Flood Pool Lamp 120V | E
500 | Lamps | 0.01 | 15% | 0.01 | 0.0001 | GE Lamps | 500W Clear Lamp 130V | E
50S0P2528 | Lamps | 0.02 | 15% | 0.02 | 0.0001 | GE Lamps | 50W Clear Marine Running Lamp 120V | E
5050T12 | Lamps | 0.03 | 15% | 0.03 | 0.0001 | GE Lamps | 50W Marine Running Lamp 115V | E
502501-PK | Lamps | 0 | 15% | 0 | 0.0001 | GE Lamps | 50/200/250 Soft White Lamp 120V | E
50150RVL-112PQ | Lamps | 0 | 15% | 0 | 0.0001 | GE Lamps | 50/100/150 Reveal SW Lamp 120V | E
50150-2PK | Lamps | 0 | 15% | 0 | 0.0001 | GE Lamps | 50/100/150 Soft White Lamp 120V | E
50150-1PK | Lamps | 0 | 15% | 0 | 0.0001 | GE Lamps | 50/100/150 Soft White Lamp 120V | E
50150RVL-2PK | Lamps | 0 | 15% | 0 | 0.0001 | GE Lamps | 50/100/150 Reveal SW Lamp 120V | E
50150LL-112PK | Lamps | 0 | 15% | 0 | 0.0001 | GE Lamps | 50/100/150 Long Life SW Lamp 120V | E
4C7W CD2 | Lamps | 0 | 15% | 0 | 0.0001 | GE Lamps | 4W White Long Life Nite Lite 120V | E
4C7SWCD4-6PK | Lamps | 0 | 15% | 0 | 0.0001 | GE Lamps | 4W Standard Clear Nite Lite 120V | E
4C7SCD4-6PK | Lamps | 0 | 15% | 0 | 0.0001 | GE Lamps | 4W Standard Clear Nite Lite 120V | E
4C7PKCD2-6PK | Lamps | 0 | 15% | 0 | 0.0001 | GE Lamps | 4W Pink Long Life Nite Lite 120V | E
4C7BL-CD2-6PK | Lamps | 0 | 15% | 0 | 0.0001 | GE Lamps | 4W Blue Lonf Life Nite Lite 120V | E
4C7 CARD 2 | Lamps | 0 | 15% | 0 | 0.0001 | GE Lamps | 4W Clear Long Life Nite Lite 120V | E
45R20YR-PK23 | Lamps | 0.01 | 15% | 0.01 | 0.0001 | GE Lamps | 45W Indoor Reflector Lamp 120V | E
45R20YR | Lamps | 0 | 15% | 0 | 0.0001 | GE Lamps | 45W Indoor Reflector Lamp 120V | E
45R20RVL PK16 | Lamps | 0.01 | 15% | 0.01 | 0.0001 | GE Lamps | 45W Indoor Reflector Lamp 120V | E
45R20MI1 | Lamps | 0 | 15% | 0 | 0.0001 | GE Lamps | 45W Incand Energy Saving Lamp | E
45R20130V | Lamps | 0.01 | 15% | 0.01 | 0.0001 | GE Lamps | 45W Indoor Reflector Lamp 120/130V | E
45RFLMI-1 6PK | Lamps | 0 | 15% | 0 | 0.0001 | GE Lamps | 45W Reflector Flood Lamp 120V | E
40T6122F | Lamps | 0 | 15% | 0 | 0.0001 | GE Lamps | 40W Frost Appliance Lamp 120V | E
40T6122CD1-6PK | Lamps | 0 | 15% | 0 | 0.0001 | GE Lamps | 40W Clear Appliance Lamp 120V | E
40T6122 | Lamps | 0 | 15% | 0 | 0.0001 | GE Lamps | 40W Clear Refrigerator Lamp 120V | E
40T10RVL CD1 | Lamps | 0 | 15% | 0 | 0.0001 | GE Lamps | 40W Reveal Clear Lamp 120V | E
40T10FRVL CD1 | Lamps | 0 | 15% | 0 | 0.0001 | GE Lamps | 40W Reveal Frost Lamp 120V | E
40T10F CD1-5PK | Lamps | 0 | 15% | 0 | 0.0001 | GE Lamps | 40W Frost Display Lamp 120V | E
40T10F | Lamps | 0 | 15% | 0 | 0.0001 | GE Lamps | 40W Frost Showcase Lamp 120V | E
40T10CL CD1-5PK | Lamps | 0 | 15% | 0 | 0.0001 | GE Lamps | 40W Clear Display Lamp 120V | E
40T101P | Lamps | 0.02 | 15% | 0.02 | 0.0001 | GE Lamps | 40W Clear Airport Lamp 120V | E
40T10 | Lamps | 0 | 15% | 0 | 0.0001 | GE Lamps | 40W Clear Showcase Lamp 120V | E
40S11N1F | Lamps | 0 | 15% | 0 | 0.0001 | GE Lamps | 40W Frost Lamp 120V | E
40S11N1 CARD | Lamps | 0 | 15% | 0 | 0.0001 | GE Lamps | 40W Clear 12 Pack Lamp 120V | E
40R30FLLL 6PK | Lamps | 0 | 15% | 0 | 0.0001 | GE Lamps | 45W Long Life Flood Lamp 120V | E
40R20FLLL 6PK | Lamps | 0 | 15% | 0 | 0.0001 | GE Lamps | 45W LongLife Indoor Flood Lamp 120V | E
40R16CD-3PK | Lamps | 0 | 15% | 0 | 0.0001 | GE Lamps | 40W Reflector Lamp 120V | E
40R14NCD | Lamps | 0.01 | 15% | 0.01 | 0.0001 | GE Lamps | 40W Indoor Reflector Lamp 120V | E
40R14CD | Lamps | 0.01 | 15% | 0.01 | 0.0001 | GE Lamps | 40W Indoor Reflector Lamp 120V | E
40GMW-PQ26 | Lamps | 0 | 15% | 0 | 0.0001 | GE Lamps | 40W White Globe Lamp 120V | E
40GMCL-PQ26 | Lamps | 0 | 15% | 0 | 0.0001 | GE Lamps | 40W Clear Globe Lamp 120V | E
40GCWRVL CD2 | Lamps | 0 | 15% | 0 | 0.0001 | GE Lamps | 40W Reveal White Globe Lamp 120V | E
40GCWCD2-4PK | Lamps | 0 | 15% | 0 | 0.0001 | GE Lamps | 40W White Globe BDTH Lamp 120V | E
40GCCLCD2-4PK | Lamps | 0 | 15% | 0 | 0.0001 | GE Lamps | 40W Clear Globe BDTH Lamp 120V | E
40GCAUCD2-4PK | Lamps | 0 | 15% | 0 | 0.0001 | GE Lamps | 40W Auradescent Globe Lamp 120V | E
40GC 12PK | Lamps | 0 | 15% | 0 | 0.0001 | GE Lamps | 40W Clear Globe BDTH Lamp 120V | E
40G40W 6PK | Lamps | 0 | 15% | 0 | 0.0001 | GE Lamps | 40W White Globe Lamp 120V | E
40G25WRVL PQ16 | Lamps | 0 | 15% | 0 | 0.0001 | GE Lamps | 40W Reveal Lamp 120V | E
40G25CRVL PQ16 | Lamps | 0 | 15% | 0 | 0.0001 | GE Lamps | 40W Reveal Lamp 120V | E
40G25W 6PK | Lamps | 0 | 15% | 0 | 0.0001 | GE Lamps | 40W White Globe Lamp 120V | E
40G25 6PK | Lamps | 0 | 15% | 0 | 0.0001 | GE Lamps | 40W Clear Globe Lamp 120V | E
40FMWCFCD2-4P | Lamps | 0 | 15% | 0 | 0.0001 | GE Lamps | 40W White Flame/Fan Lamp 120V | E
40FMCCFCD2-4PK | Lamps | 0 | 15% | 0 | 0.0001 | GE Lamps | 40W Clear Flame/Fan Lamp 120V | E
40FMAUCFCD2 4 | Lamps | 0 | 15% | 0 | 0.0001 | GE Lamps | 40W Auradescent Flame/Fan Lamp 120V | E
40CAM CARD4 | Lamps | 0 | 15% | 0 | 0.0001 | GE Lamps | 40W Clear Blunt Tip Lamp 120V | E
40CACF CARD4 | Lamps | 0 | 15% | 0 | 0.0001 | GE Lamps | 40W Frost Bent Tip Lamp 120V | E
40CAC CARD4 | Lamps | 0 | 15% | 0 | 0.0001 | GE Lamps | 40W Clear Bent Tip Lamp 120V | E
40CAC 25PK | Lamps | 0 | 15% | 0 | 0.0001 | GE Lamps | 40W Clear Bent Tip Lamp 120V | E
40BMRVLCD2-4PK | Lamps | 0 | 15% | 0 | 0.0001 | GE Lamps | 40W Clear Bent Tip Lamp 120V | E
40BMCD4 | Lamps | 0 | 15% | 0 | 0.0001 | GE Lamps | 40W Clear Blunt Tip Lamp 120V | E
40BFMCD2-4PK | Lamps | 0 | 15% | 0 | 0.0001 | GE Lamps | 40W Decorative Lamp 120V | E
40BCRVLCF-T46 | Lamps | 0 | 15% | 0 | 0.0001 | GE Lamps | 40W Reveal Blunt Tip/Fan Lamp 120V | E
40BCRVL CD2 | Lamps | 0 | 15% | 0 | 0.0001 | GE Lamps | 40W Reveal Clear BluntTip Lamp 120V | E
40BCCFCD2-TR6 | Lamps | 0 | 15% | 0 | 0.0001 | GE Lamps | 40W Clear Blunt Tip/Fan Lamp 120V | E
40BC CARD4 | Lamps | 0 | 15% | 0 | 0.0001 | GE Lamps | 40W Clear Blunt Tip Lamp 120V | E
40BC 25PK | Lamps | 0 | 15% | 0 | 0.0001 | GE Lamps | 40W Clear Blunt Tip Lamp 120V | E
40A15WCFRVCD2-6P | Lamps | 0 | 15% | 0 | 0.0001 | GE Lamps | 40W Reveal SW Clng Fan Lamp 120V | E
40A15WCF CD2 | Lamps | 0 | 15% | 0 | 0.0001 | GE Lamps | 40W White Clng Fan Lamp 120V | E
40A15RVLCD2-6PK | Lamps | 0 | 15% | 0 | 0.0001 | GE Lamps | 40W Reveal Lamp 120V | E
40A15FCD | Lamps | 0 | 15% | 0 | 0.0001 | GE Lamps | 40W Frost Appliance/Oven Lamp 120V | E
40A15F 120PK | Lamps | 0 | 15% | 0 | 0.0001 | GE Lamps | 40W Frost Lamp 120V | E
40A15CFSTGPQ26 | Lamps | 0 | 15% | 0 | 0.0001 | GE Lamps | 40W Saf-T-Gard Clng Fan Lamp 120V | E
40A15CFRVCD2-6P | Lamps | 0 | 15% | 0 | 0.0001 | GE Lamps | 40W Reveal Clng Fan Lamp 120V | E
40A15CF CD2 | Lamps | 0 | 15% | 0 | 0.0001 | GE Lamps | 40W Clear Clng Fan Lamp 120V | E
40A15CAWCF-CD2 | Lamps | 0 | 15% | 0 | 0.0001 | GE Lamps | 40W White Clng Fan Lamp 120V | E
40A15CACCF-CD2 | Lamps | 0 | 15% | 0 | 0.0001 | GE Lamps | 40W Clear Clng Fan Lamp 120V | E
40A15 CD2 | Lamps | 0 | 15% | 0 | 0.0001 | GE Lamps | 40W Clear Appliance/Oven Lamp 120V | E
40A15 CARD 12PK | Lamps | 0 | 15% | 0 | 0.0001 | GE Lamps | 40W Clear Appliance/Oven Lamp 120V | E
40A15 | Lamps | 0 | 15% | 0 | 0.0001 | GE Lamps | 40W Clear Appliance/Oven Lamp 120V | E
40AY-210PK | Lamps | 0 | 15% | 0 | 0.0001 | GE Lamps | 40W Yellow Bug Lamp 120V | E
40AW 48PK | Lamps | 0 | 15% | 0 | 0.0001 | GE Lamps | 40W Standard Lamp 120V | E
40ARVL 48PK | Lamps | 0 | 15% | 0 | 0.0001 | GE Lamps | 40W Reveal Soft White Lamp 120V | E
40ACL-2PK | Lamps | 0 | 15% | 0 | 0.0001 | GE Lamps | 40W Clear Lamp 120V | E
40A34WMP99 | Lamps | 0 | 15% | 0 | 0.0001 | GE Lamps | 34W Incand Energy Saving Lamp | E
40A34WM | Lamps | 0 | 15% | 0 | 0.0001 | GE Lamps | 34W Watt Miser Lamp 120/130V | E
400R40FL | Lamps | 0.01 | 15% | 0.01 | 0.0001 | GE Lamps | 400W Reflector Flood Pool Lamp 120V | E
400GFL | Lamps | 0.01 | 15% | 0.01 | 0.0001 | GE Lamps | 400W Clear Flood Lamp 120V | E
40GCRVLCD2-4PK | Lamps | 0 | 15% | 0 | 0.0001 | GE Lamps | 40W Reveal Lamp 120V | E
3S65 24PK | Lamps | 0 | 15% | 0 | 0.0001 | GE Lamps | 3W Clear Indicator Lamp 130V | E
3CAMFFCD1-6PK | Lamps | 0 | 15% | 0 | 0.0001 | GE Lamps | 3W Flicker Flame Lamp 120V | E
3CACFFCD1-6PK | Lamps | 0 | 15% | 0 | 0.0001 | GE Lamps | 3W Flicker Flame Lamp 120V | E
38AW-4PK | Lamps | 0 | 15% | 0 | 0.0001 | GE Lamps | 38W Soft White Lamp 120V | E
38ACL-212PK | Lamps | 0 | 15% | 0 | 0.0001 | GE Lamps | 38W Clear Lamp 120V | E
38ACL2PK-130V | Lamps | 0 | 15% | 0 | 0.0001 | GE Lamps | 38W Clear Lamp 120/130V | E
38A130V-4PK | Lamps | 0 | 15% | 0 | 0.0001 | GE Lamps | 38W Inside Frost Lamp 120/130V | E
38A 48PK | Lamps | 0 | 15% | 0 | 0.0001 | GE Lamps | 38W Inside Frost Lamp 120V | E
375R401 | Lamps | 0.01 | 15% | 0.01 | 0.0001 | GE Lamps | 375W Clear Infrared Lamp 115V | E
375R40 | Lamps | 0.01 | 15% | 0.01 | 0.0001 | GE Lamps | 375W IF Infrared Lamp 115V | E
350PAR56SP | Lamps | 0.01 | 15% | 0.01 | 0.0001 | GE Lamps | 350W Ditch/Locomotive Lamp 75V | E
327PS35 | Lamps | 0.01 | 15% | 0.01 | 0.0001 | GE Lamps | 327W Street Lighting Lamp 125V | E
30S11DCRS | Lamps | 0 | 15% | 0 | 0.0001 | GE Lamps | 30W Clear Train Lamp 75V | E
30R206 | Lamps | 0 | 15% | 0 | 0.0001 | GE Lamps | 30W IF Flashing Message Lamp 130V | E
30R201-6PK | Lamps | 0 | 15% | 0 | 0.0001 | GE Lamps | 30W Indoor Reflector Lamp 120V | E
30R201 | Lamps | 0 | 15% | 0 | 0.0001 | GE Lamps | 30W IF Indoor Reflector Lamp 130V | E
30A15CL | Lamps | 0 | 15% | 0 | 0.0001 | GE Lamps | 30W Clear Change Message Lamp 130V | E
30A158 | Lamps | 0 | 15% | 0 | 0.0001 | GE Lamps | 30W IF Sign Lamp 130V | E
30A15 | Lamps | 0 | 15% | 0 | 0.0001 | GE Lamps | 30W IF Change Message Lamp 130V | E
300RSP | Lamps | 0.01 | 15% | 0.01 | 0.0001 | GE Lamps | 300W IF Horiz Reflector Lamp 120V | E
300RFL1 | Lamps | 0.01 | 15% | 0.01 | 0.0001 | GE Lamps | 300W IF Reflector Flood Lamp 120V | E
300RFL | Lamps | 0.01 | 15% | 0.01 | 0.0001 | GE Lamps | 300W Horiz Reflectr Flood Lamp 120V | E
300R3FL | Lamps | 0.01 | 15% | 0.01 | 0.0001 | GE Lamps | 300W IF Reflector Flood Lamp 120V | E
300PAR56WFL | Lamps | 0.01 | 15% | 0.01 | 0.0001 | GE Lamps | 300W Wide Flood Pool Lamp 12V | E
300PAR56NSP | Lamps | 0.01 | 15% | 0.01 | 0.0001 | GE Lamps | 300W Narrow Reflector Lamp 120V | E
300PAR56MFL | Lamps | 0.01 | 15% | 0.01 | 0.0001 | GE Lamps | 300W Medium Flood Lamp 120V | E
300MIF | Lamps | 0 | 15% | 0 | 0.0001 | GE Lamps | 300W Inside Frost Lamp 120/130V | E
300M | Lamps | 0 | 15% | 0 | 0.0001 | GE Lamps | 300W Clear Lamp 120/130V | E
300IF | Lamps | 0 | 15% | 0 | 0.0001 | GE Lamps | 300W Inside Frost Lamp 130V | E
300 | Lamps | 0 | 15% | 0 | 0.0001 | GE Lamps | 300W Clear Lamp 130V | E
30100RVL-PQ112 | Lamps | 0 | 15% | 0 | 0.0001 | GE Lamps | 30/70/100W Reveal Lamp 120V | E
30100-1PK | Lamps | 0 | 15% | 0 | 0.0001 | GE Lamps | 30/70/100W Soft White Lamp 120V | E
27R20FLLL 6PK | Lamps | 0 | 15% | 0 | 0.0001 | GE Lamps | 27W Long Life Reflector Lamp 120V | E
25T7N-CD 6PK | Lamps | 0 | 15% | 0 | 0.0001 | GE Lamps | 25W Clear Appliance Lamp 120V | E
25T7N | Lamps | 0 | 15% | 0 | 0.0001 | GE Lamps | 25W Clear Appliance Lamp 120V | E
25T7DC | Lamps | 0 | 15% | 0 | 0.0001 | GE Lamps | 25W Clear Appliance Lamp | E
25T612DCF | Lamps | 0 | 15% | 0 | 0.0001 | GE Lamps | 25W Frost Appliance Lamp 130V | E
25T612DC | Lamps | 0 | 15% | 0 | 0.0001 | GE Lamps | 25W Clear Appliance Lamp 120V | E
25T612F | Lamps | 0 | 15% | 0 | 0.0001 | GE Lamps | 25W Frost Showcase Lamp 130V | E
25T612 | Lamps | 0 | 15% | 0 | 0.0001 | GE Lamps | 25W Clear Showcase Lamp 120V | E
25T10F CD1-5PK | Lamps | 0 | 15% | 0 | 0.0001 | GE Lamps | 25W Frost Display Lamp 130V | E
25T10 CD1 5PK | Lamps | 0 | 15% | 0 | 0.0001 | GE Lamps | 25W Clear Display Lamp 130V | E
25S114SC | Lamps | 0.01 | 15% | 0.01 | 0.0001 | GE Lamps | 25W Clear Railway Signal Lamp 10V | E
25R14SCSP | Lamps | 0.01 | 15% | 0.01 | 0.0001 | GE Lamps | 25W IF Reflector Spot Lamp 12V | E
25R14N | Lamps | 0 | 15% | 0 | 0.0001 | GE Lamps | 25W Inside Frost Reflectr Lamp 130V | E
25R14NCD-3PK | Lamps | 0 | 15% | 0 | 0.0001 | GE Lamps | 25W Inside Frost Reflectr Lamp 120V | E
25PAR46 | Lamps | 0.01 | 15% | 0.01 | 0.0001 | GE Lamps | 25W Pin Spot Lamp 6V | E
25PAR36WFL | Lamps | 0.01 | 15% | 0.01 | 0.0001 | GE Lamps | 25W Wide Flood Lamp 12V | E
25PAR36VWFL | Lamps | 0.01 | 15% | 0.01 | 0.0001 | GE Lamps | 25W Very Wide Flood Lamp 12V | E
25PAR36NSP | Lamps | 0.01 | 15% | 0.01 | 0.0001 | GE Lamps | 25W Narrow Spot Lamp 12V | E
25PAR36 | Lamps | 0.01 | 15% | 0.01 | 0.0001 | GE Lamps | 25W Pin Spot Lamp 6V | E
25GMW 6PK | Lamps | 0 | 15% | 0 | 0.0001 | GE Lamps | 25W White Globe Lamp 120V | E
25GMCL-PQ26 | Lamps | 0 | 15% | 0 | 0.0001 | GE Lamps | 25W Clear Globe Lamp 120V | E
25GCW PQ26 | Lamps | 0 | 15% | 0 | 0.0001 | GE Lamps | 25W White Globe Lamp 120V | E
25GCW 12PK | Lamps | 0 | 15% | 0 | 0.0001 | GE Lamps | 25W White Globe Lamp 120V | E
25GCRVLCD2-4PK | Lamps | 0 | 15% | 0 | 0.0001 | GE Lamps | 25W Reveal Globe Lamp 120V | E
25GCCLCD2-4PK | Lamps | 0 | 15% | 0 | 0.0001 | GE Lamps | 25W Clear Globe Lamp 120V | E
25GCAUCD2 4PK | Lamps | 0 | 15% | 0 | 0.0001 | GE Lamps | 25W Clear Globe Lamp 120V | E
25GC 12PK | Lamps | 0 | 15% | 0 | 0.0001 | GE Lamps | 25W Clear Globe Lamp 120V | E
25G25 6PK | Lamps | 0 | 15% | 0 | 0.0001 | GE Lamps | 25W Clear Globe Lamp 120V | E
25FMWCFCD2-4P | Lamps | 0 | 15% | 0 | 0.0001 | GE Lamps | 25W White Fan Lamp 120V | E
25FMCFCD2-4P | Lamps | 0 | 15% | 0 | 0.0001 | GE Lamps | 25W Clear Flame/Fan Lamp 120V | E
25FMAUCFCD2-4 | Lamps | 0 | 15% | 0 | 0.0001 | GE Lamps | 25W Auradescent Fan Lamp 120V | E
25FMACFCD2-4P | Lamps | 0 | 15% | 0 | 0.0001 | GE Lamps | 25W Ceiling Fan Lamp 120V | E
25CAMCLCD6-5PK | Lamps | 0 | 15% | 0 | 0.0001 | GE Lamps | 25W Clear Bent Tip Lamp 120V | E
25CACLBB-CD4 | Lamps | 0 | 15% | 0 | 0.0001 | GE Lamps | 25W Clear Bent Tip Lamp 120V | E
25CACL | Lamps | 0 | 15% | 0 | 0.0001 | GE Lamps | 25W Clear Bent Tip Lamp 120V | E
25CACF CD4 | Lamps | 0 | 15% | 0 | 0.0001 | GE Lamps | 25W Clear Bent Tip Lamp 120V | E
25CAC CARD4 | Lamps | 0 | 15% | 0 | 0.0001 | GE Lamps | 25W Clear Bent Tip Lamp 120V | E
25CAC 25PK | Lamps | 0 | 15% | 0 | 0.0001 | GE Lamps | 25W Clear Bent Tip Lamp 120V | E
25BMCD4 | Lamps | 0 | 15% | 0 | 0.0001 | GE Lamps | 25W Clear Fan/Chandelier Lamp 120V | E
25BCRVLCF-T46 | Lamps | 0 | 15% | 0 | 0.0001 | GE Lamps | 25W Reveal Blunt Fan Lamp 120V | E
25BCCFCD2-TR6 | Lamps | 0 | 15% | 0 | 0.0001 | GE Lamps | 25W Blunt Tip Fan Lamp 120V | E
25BC CD4 | Lamps | 0 | 15% | 0 | 0.0001 | GE Lamps | 25W Clear Blunt Tip Lamp 120V | E
25BC 25PK | Lamps | 0 | 15% | 0 | 0.0001 | GE Lamps | 25W Clear Blunt Tip Lamp 120V | E
25AW24PK | Lamps | 0 | 15% | 0 | 0.0001 | GE Lamps | 25W Soft White Incandescent Lamp | E
25ATY-CD 6PK | Lamps | 0 | 15% | 0 | 0.0001 | GE Lamps | 25W Yellow Party Lamp 120V | E
25ATY 6PK | Lamps | 0 | 15% | 0 | 0.0001 | GE Lamps | 25W Yellow Party Lamp 120V | E
25ATR 6PK | Lamps | 0 | 15% | 0 | 0.0001 | GE Lamps | 25W Red Party Lamp 120V | E
25ATPK 6PK | Lamps | 0 | 15% | 0 | 0.0001 | GE Lamps | 25W Pink Party Lamp 120V | E
25ATP-CD 6PK | Lamps | 0 | 15% | 0 | 0.0001 | GE Lamps | 25W Purple Party Lamp 120V | E
25ATP 6PK | Lamps | 0 | 15% | 0 | 0.0001 | GE Lamps | 25W Purple Party Lamp 120V | E
25ATG 6PK | Lamps | 0 | 15% | 0 | 0.0001 | GE Lamps | 25W Green Party Lamp 120V | E
25ATE 6PK | Lamps | 0 | 15% | 0 | 0.0001 | GE Lamps | 25W Teal Party Lamp 120V | E
25ATB 6PK | Lamps | 0 | 15% | 0 | 0.0001 | GE Lamps | 25W Blue Party Lamp 120V | E
25ASGCD-PQ1S | Lamps | 0 | 15% | 0 | 0.0001 | GE Lamps | 25W Stained Glass Lamp 120V | E
25ASGCD2-PK3 | Lamps | 0 | 15% | 0 | 0.0001 | GE Lamps | 25W Stained Glass Lamp 120V | E
25ACL-2PK | Lamps | 0 | 15% | 0 | 0.0001 | GE Lamps | 25W Clear Lamp 120V | E
25ACL2PK-130V | Lamps | 0 | 15% | 0 | 0.0001 | GE Lamps | 25W Clear Lamp 130V | E
25A2PK-130V | Lamps | 0 | 15% | 0 | 0.0001 | GE Lamps | 25W Inside Frost Lamp 130V | E
252A-W-2PK | Lamps | 0 | 15% | 0 | 0.0001 | GE Lamps | 25W Soft White Lamp 120V | E
250WR4010 6PK | Lamps | 0.01 | 15% | 0.01 | 0.0001 | GE Lamps | 250W ChillChaser Infrared Lamp 120V | E
250R404 | Lamps | 0.01 | 15% | 0.01 | 0.0001 | GE Lamps | 250W Industrial Infrared Lamp 120V | E
250R401STG PQ6 | Lamps | 0.01 | 15% | 0.01 | 0.0001 | GE Lamps | 250W Saf-T-Gard Heat Lamp 120V | E
250R401CVG | Lamps | 0.01 | 15% | 0.01 | 0.0001 | GE Lamps | 250W CovRguard Warming Lamp 120V | E
250R401 6PK | Lamps | 0 | 15% | 0 | 0.0001 | GE Lamps | 250W Warm Up Infrared Lamp 120V | E
240PAR56WFL | Lamps | 0.01 | 15% | 0.01 | 0.0001 | GE Lamps | 240W Wide Flood Lamp 12V | E
240PAR56VNSP | Lamps | 0.01 | 15% | 0.01 | 0.0001 | GE Lamps | 240W Very Narrow Reflector Lamp 12V | E
240PAR56MFL | Lamps | 0.01 | 15% | 0.01 | 0.0001 | GE Lamps | 240W Medium Flood Lamp 12V | E
21AR40FL | Lamps | 0.04 | 15% | 0.05 | 0.0001 | GE Lamps | 250W Reflector Flood Lamp 12V | E
20T612DCF | Lamps | 0 | 15% | 0 | 0.0001 | GE Lamps | 20W Frost Exit Lamp 120V | E
20T612F | Lamps | 0 | 15% | 0 | 0.0001 | GE Lamps | 20W Frost Exit Lamp 120V | E
20PS2512 | Lamps | 0 | 15% | 0 | 0.0001 | GE Lamps | 205W Street Lighting Lamp 125V | E
200PS30R23STG | Lamps | 0.01 | 15% | 0.01 | 0.0001 | GE Lamps | 200W Saf-T-Gard Lamp 120/130V | E
200PAR56MFL | Lamps | 0.01 | 15% | 0.01 | 0.0001 | GE Lamps | 200W Medium Flood Lamp 120V | E
200PAR463NSP | Lamps | 0.01 | 15% | 0.01 | 0.0001 | GE Lamps | 200W Narrow Reflector Lamp 120V | E
200PAR463MFL | Lamps | 0.01 | 15% | 0.01 | 0.0001 | GE Lamps | 200W Medium Flood Lamp 120V | E
200PAR | Lamps | 0.01 | 15% | 0.01 | 0.0001 | GE Lamps | 200W Locomotive Lamp 30V | E
200A2199IF | Lamps | 0 | 15% | 0 | 0.0001 | GE Lamps | 200W Extended Service Lamp 120/130V | E
200AW-1 12PK | Lamps | 0 | 15% | 0 | 0.0001 | GE Lamps | 200W Soft White Lamp 120V | E
200ARVL-TP16 | Lamps | 0 | 15% | 0 | 0.0001 | GE Lamps | 200W Reveal Soft White Lamp 120V | E
200ACL-1 12PK | Lamps | 0 | 15% | 0 | 0.0001 | GE Lamps | 200W Crystal Lamp 120V | E
1950LP25TS | Lamps | 0 | 15% | 0 | 0.0001 | GE Lamps | 165W Clear Traffic Signal Lamp 130V | E
18S111SC | Lamps | 0 | 15% | 0 | 0.0001 | GE Lamps | 18W Clear Railway Signal Lamp 10V | E
189PS2564 | Lamps | 0 | 15% | 0 | 0.0001 | GE Lamps | 189W Street Lighting Lamp 130V | E
175PAR38HEAT | Lamps | 0 | 15% | 0 | 0.0001 | GE Lamps | 175W Clear Infrared Lamp 120V | E
15T7N CARD | Lamps | 0 | 15% | 0 | 0.0001 | GE Lamps | 15W Clear Appliance Lamp 120V | E
15T7DC CARD | Lamps | 0 | 15% | 0 | 0.0001 | GE Lamps | 15W Clear Appliance Lamp 120V | E
15T7C | Lamps | 0 | 15% | 0 | 0.0001 | GE Lamps | 15W Clear Signal Lamp 120V | E
15T6C-CD | Lamps | 0 | 15% | 0 | 0.0001 | GE Lamps | 15W Clear Exit Lamp 145V | E
15T6 | Lamps | 0 | 15% | 0 | 0.0001 | GE Lamps | 15W Clear Exit Lamp 120V | E
15S14GRCL8 | Lamps | 0 | 15% | 0 | 0.0001 | GE Lamps | 15W Clear Sign Lamp 130V | E
15S14FBB | Lamps | 0 | 15% | 0 | 0.0001 | GE Lamps | 15W Frosted Locomotive Cab Lamp 34V | E
15S113DC | Lamps | 0 | 15% | 0 | 0.0001 | GE Lamps | 15W Clear Train Lamp 75V | E
15S1113 | Lamps | 0 | 15% | 0 | 0.0001 | GE Lamps | 15W Clear Lamp 120V | E
15S11102 | Lamps | 0 | 15% | 0 | 0.0001 | GE Lamps | 15W Clear Refrigerator Lamp 120V | E
15R14SCSP | Lamps | 0.01 | 15% | 0.01 | 0.0001 | GE Lamps | 15W Reflector Spot Lamp 12V | E
15FCAUCD2-PK6 | Lamps | 0 | 15% | 0 | 0.0001 | GE Lamps | 15W Auradescent Lamp 120V | E
15FC CD2 6PK | Lamps | 0 | 15% | 0 | 0.0001 | GE Lamps | 15W Clear Chandelier Lamp 120V | E
15CAC CD2 6PK | Lamps | 0 | 15% | 0 | 0.0001 | GE Lamps | 15W Bent Tip Lamp 120V | E
15BCRVLCF-T46 | Lamps | 0 | 15% | 0 | 0.0001 | GE Lamps | 15W Reveal Blunt Tip Fan Lamp 120V | E
15BCCFCD2-TR6 | Lamps | 0 | 15% | 0 | 0.0001 | GE Lamps | 15W Blunt Tip Fan Lamp 120V | E
15AI5 | Lamps | 0 | 15% | 0 | 0.0001 | GE Lamps | 15W Inside Frosted Lamp 130V | E
15A15CL-2PK | Lamps | 0 | 15% | 0 | 0.0001 | GE Lamps | 15W Clear Lamp 120V | E
15AW-2PK | Lamps | 0 | 15% | 0 | 0.0001 | GE Lamps | 15W Soft White Lamp 120V | E
15A | Lamps | 0 | 15% | 0 | 0.0001 | GE Lamps | 15W I.F. Train Lamp 34V | E
150PS25RSSTG | Lamps | 0.01 | 15% | 0.01 | 0.0001 | GE Lamps | 150W Saf-T-Gard Lamp 1208/130V | E
150PAR46TS | Lamps | 0.01 | 15% | 0.01 | 0.0001 | GE Lamps | 150W Traffic Signal Lamp 115V | E
150PAR463MFL | Lamps | 0.01 | 15% | 0.01 | 0.0001 | GE Lamps | 150W Medium Flood Lamp 125V | E
150PAR461 | Lamps | 0.01 | 15% | 0.01 | 0.0001 | GE Lamps | 150W Mine Locomotive Lamp 32V | E
150PAR46 | Lamps | 0.01 | 15% | 0.01 | 0.0001 | GE Lamps | 150W Mine Locomotive Lamp 125V | E
150PARSPCVG | Lamps | 0 | 15% | 0 | 0.0001 | GE Lamps | 150W CovRguard Spot Lamp 120V | E
150PARFLSTGPQ6 | Lamps | 0 | 15% | 0 | 0.0001 | GE Lamps | 150W Saf-T-Gard Flood Lamp 120V | E
150PARFLR | Lamps | 0.01 | 15% | 0.01 | 0.0001 | GE Lamps | 150W Red Flood Lamp 120V | E
150PARFLG | Lamps | 0.01 | 15% | 0.01 | 0.0001 | GE Lamps | 150W Green Flood Lamp 120V | E
150PARFLCVG | Lamps | 0 | 15% | 0 | 0.0001 | GE Lamps | 150W CovRguard Flood Lamp 120V | E
150PARFLB | Lamps | 0.01 | 15% | 0.01 | 0.0001 | GE Lamps | 150W Blue Flood Lamp 120V | E
150PARFLA | Lamps | 0.01 | 15% | 0.01 | 0.0001 | GE Lamps | 150W Amber Flood Lamp 120V | E
150PAR3SPMINE | Lamps | 0 | 15% | 0 | 0.0001 | GE Lamps | 150W Mine Spot Lamp 120V | E
150PAR3SP120WM | Lamps | 0 | 15% | 0 | 0.0001 | GE Lamps | 120W Watt Miser Spot Lamp 120V | E
150PAR3FLMINE | Lamps | 0.01 | 15% | 0.01 | 0.0001 | GE Lamps | 150W Mine Flood Lamp 120V | E
150PAR3FL120WM | Lamps | 0 | 15% | 0 | 0.0001 | GE Lamps | 120W Watt Miser Flood Lamp 120V | E
150G40W | Lamps | 0 | 15% | 0 | 0.0001 | GE Lamps | 150W White Globe Lamp 120V | E
150A21RS-PK6 | Lamps | 0 | 15% | 0 | 0.0001 | GE Lamps | 150W Rough Service Lamp 120/130V | E
150AW 12PK | Lamps | 0 | 15% | 0 | 0.0001 | GE Lamps | 150W Soft White lamp 120V | E
150ARVL | Lamps | 0 | 15% | 0 | 0.0001 | GE Lamps | 150W Reveal Lamp 120V | E
150ACL 12PK | Lamps | 0 | 15% | 0 | 0.0001 | GE Lamps | 150W Clear Lamp 120V | E
150A135WM | Lamps | 0 | 15% | 0 | 0.0001 | GE Lamps | 135W Watt Miser Lamp 120/130V | E
15150-SECURITY | Lamps | 0 | 15% | 0 | 0.0001 | GE Lamps | 15/135/150W 3-Way Lamp 120V | E
133 12 S119S | Lamps | 0.01 | 15% | 0.01 | 0.0001 | GE Lamps | 12-13.5W Railway Signal Lamp 10V | E
12S893T-CD2 6PK | Lamps | 0 | 15% | 0 | 0.0001 | GE Lamps | 12-13.5W LV Hi Intensity Lamp 12V | E
120R40PL-1 6PK | Lamps | 0 | 15% | 0 | 0.0001 | GE Lamps | 120W Reflector Plant Lamp 120V | E
120R40FLSTG PQ6 | Lamps | 0.01 | 15% | 0.01 | 0.0001 | GE Lamps | 120W CovRgaurd Reflector Lamp 120V | E
120R40FLCVG | Lamps | 0.01 | 15% | 0.01 | 0.0001 | GE Lamps | 120W CovRguard Reflector Lamp 130V | E
1200T20 | Lamps | 0.08 | 15% | 0.09 | 0.0001 | GE Lamps | 1200W Beacon Airport Lamp 115V | E
11S14Y | Lamps | 0 | 15% | 0 | 0.0001 | GE Lamps | 11W Yellow Sign Lamp 130V | E
11S14R | Lamps | 0 | 15% | 0 | 0.0001 | GE Lamps | 11W Red Sign Lamp 130V | E
11S14IF | Lamps | 0 | 15% | 0 | 0.0001 | GE Lamps | 11W I.F. Sign Lamp 130V | E
11S14 | Lamps | 0 | 15% | 0 | 0.0001 | GE Lamps | 11W Clear Sign Lamp 130V | E
116A21TS | Lamps | 0 | 15% | 0 | 0.0001 | GE Lamps | 116W Clear Traffic Signal Lamp 130V | E
110R30FLRS1 | Lamps | 0 | 15% | 0 | 0.0001 | GE Lamps | 110W RS Reflector Flood Lamp 120V | E
10S610DC 24PK | Lamps | 0 | 15% | 0 | 0.0001 | GE Lamps | 10W Clear Indicator Lamp 230V | E
10S610DC | Lamps | 0 | 15% | 0 | 0.0001 | GE Lamps | 10W 230V Clear Incandescent Lamp | E
10S610 24PK | Lamps | 0 | 15% | 0 | 0.0001 | GE Lamps | 10W Clear Indicator Lamp 250V | E
10S610 | Lamps | 0 | 15% | 0 | 0.0001 | GE Lamps | 10W 230V Clear Incandescent Lamp | E
10S11NF | Lamps | 0 | 15% | 0 | 0.0001 | GE Lamps | 10W Frost Appliance Lamp 120V | E
10S1179 | Lamps | 0 | 15% | 0 | 0.0001 | GE Lamps | 10W Clear Indicator Lamp 120V | E
100PAR38FL | Lamps | 0.01 | 15% | 0.01 | 0.0001 | GE Lamps | 100W PAR Mine Flood Lamp 120V | E
100PARY85WM6PK | Lamps | 0.01 | 15% | 0.01 | 0.0001 | GE Lamps | 85W Powder Coated Yellow Lamp 120V | E
100PARR85WM6PK | Lamps | 0.01 | 15% | 0.01 | 0.0001 | GE Lamps | 85W Powder Coated Red Lamp 120V | E
100PARG85WM6PK | Lamps | 0.01 | 15% | 0.01 | 0.0001 | GE Lamps | 85W Powder Coated Green Lamp 120V | E
100PARB85WM6PK | Lamps | 0.01 | 15% | 0.01 | 0.0001 | GE Lamps | 85W Powder Coated Blue Lamp 120V | E
100G40W CPK | Lamps | 0 | 15% | 0 | 0.0001 | GE Lamps | 100W White Globe Lamp 120V | E
100G40W 6PK | Lamps | 0 | 15% | 0 | 0.0001 | GE Lamps | 100W White Globe Lamp 120V | E
100F20TF PQ16 | Lamps | 0 | 15% | 0 | 0.0001 | GE Lamps | 100W Saf-T-Gard Lamp 120V | E
100A23 | Lamps | 0 | 15% | 0 | 0.0001 | GE Lamps | 100W Inside Frost Lamp 120V | E
100AY-2PK | Lamps | 0 | 15% | 0 | 0.0001 | GE Lamps | 100W Yellow Bug Lamp 120V | E
100AWLL-2PK | Lamps | 0 | 15% | 0 | 0.0001 | GE Lamps | 100W Soft White Lamp 120V | E
100AW 48PK | Lamps | 0 | 15% | 0 | 0.0001 | GE Lamps | 100W Soft White Lamp 120V | E
100ASPK-2PK | Lamps | 0 | 15% | 0 | 0.0001 | GE Lamps | 100W Pink Lamp 120V | E
100ARVL 48PK | Lamps | 0 | 15% | 0 | 0.0001 | GE Lamps | 100W Reveal Soft White Lamp 120V | E
100ARS130-PK12 | Lamps | 0 | 15% | 0 | 0.0001 | GE Lamps | 100W Rough Service Lamp 120/130V | E
100ARSSTG-TP6 | Lamps | 0 | 15% | 0 | 0.0001 | GE Lamps | 100W Saf-T-Gard Lamp 1208/130V | E
100ACOMM 24PK | Lamps | 0 | 15% | 0 | 0.0001 | GE Lamps | 100W Inside Frost Lamp 120V | E
100ACL-2PK | Lamps | 0 | 15% | 0 | 0.0001 | GE Lamps | 100W Clear Lamp 120V | E
100A90WM-130V | Lamps | 0 | 15% | 0 | 0.0001 | GE Lamps | 90W Inside Frost Lamp 120/130V | E
100A 60PK | Lamps | 0 | 15% | 0 | 0.0001 | GE Lamps | 100W Inside Frost Lamp 277V | E
100A 48PK | Lamps | 0 | 15% | 0 | 0.0001 | GE Lamps | 100W Standard Lamp 120V | E
1000 | Lamps | 0.02 | 15% | 0.02 | 0.0001 | GE Lamps | 1000W Clear Lamp 130V | E
100300 6PK | Lamps | 0 | 15% | 0 | 0.0001 | GE Lamps | 100/200/300W Soft White Lamp 120V | E
04316893362 | Lamps | 0.01 | 15% | 0.01 | 0.0001 | GE Lamps | 7W LED 35 Deg Compact PAR20 Lamp | E
04316893349 | Lamps | 0.01 | 15% | 0.01 | 0.0001 | GE Lamps | 7W LED 20 Deg Compact PAR20 Lamp | E
04316892006 | Lamps | 0.01 | 15% | 0.01 | 0.0001 | GE Lamps | LED36T5/G/4/865 Remote Driven Gls | E
04316891973 | Lamps | 0.01 | 15% | 0.01 | 0.0001 | GE Lamps | LED36T5/G/4/830 Remote Driven Gls | E
04316884392 | Lamps | 0.02 | 15% | 0.02 | 0.0001 | GE Lamps | 12W LED Low Glare N/Fld PAR30 Lamp | E
04316876265 | Lamps | 0.01 | 15% | 0.01 | 0.0001 | GE Lamps | LED12T8/G/4/840 Remote Driven Glass | E
04316871208 | Lamps | 0 | 15% | 0 | 0.0001 | GE Lamps | 7W LED White Omni A-19 Lamp | E
04316861327 | Lamps | 0.01 | 15% | 0.01 | 0.0001 | GE Lamps | LED12ET8/4/850 Blst Start Plastic | E
04316842131 | Lamps | 0.02 | 15% | 0.02 | 0.0001 | GE Lamps | 12W LED Low Glare Flood PAR30 Lamp | E
04316838933 | Lamps | 0.01 | 15% | 0.01 | 0.0001 | GE Lamps | LED9T8/G/2/830 Remote Driven Glass | E
04316835900 | Lamps | 0.01 | 15% | 0.01 | 0.0001 | GE Lamps | LED15ET8/840-V6P Integrated | E
VC235 | Loadcenters and Panels | 18.19 | 15% | 20.92 | 0.375 | Challenger | 35A-2P 240V 42K Plug-on Brkr | E
QOT2020 | Loadcenters and Panels | 14.55 | 15% | 16.73 | 0.375 | Square D | 20/20A-1P 240V Tandem Plug-on Brkr | E
QOT1520 | Loadcenters and Panels | 14.55 | 15% | 16.73 | 0.375 | Square D | 15/20A-1P 240V Tandem Plug-on Brkr | E
QOT1515 | Loadcenters and Panels | 14.55 | 15% | 16.73 | 0.375 | Square D | 15/15A-1P 240V Tandem Plug-on Brkr | E
QON442MS400 | Loadcenters and Panels | 1536 | 15% | 1766.4 | 4.75 | Square D | 400A-42Sp 240V 3Ph MCB LoadCenter | E
QON442MS300 | Loadcenters and Panels | 1536 | 15% | 1766.4 | 4.75 | Square D | 300A-42Sp 240V 3Ph MCB LoadCenter | E
QON442LS400 | Loadcenters and Panels | 513.9 | 15% | 590.99 | 4.75 | Square D | 400A-42Sp 240V 3Ph MLO LoadCenter | E
QON42MS400 | Loadcenters and Panels | 1635.41 | 15% | 1880.72 | 4.25 | Square D | 400A-42Sp 240V 1Ph MCB LoadCenter | E
QON42MS300 | Loadcenters and Panels | 1635.41 | 15% | 1880.72 | 4.25 | Square D | 300A-42Sp 240V 1Ph MCB LoadCenter | E
QON42LS400 | Loadcenters and Panels | 492.3 | 15% | 566.15 | 4.25 | Square D | 400A-42Sp 240V 1Ph MLO LoadCenter | E
QOH290 | Loadcenters and Panels | 130.2 | 15% | 149.73 | 0.625 | Square D | 90A-2P 240V 42K Plug-on Brkr | E
QOH280 | Loadcenters and Panels | 130.2 | 15% | 149.73 | 0.625 | Square D | 80A-2P 240V 42K Plug-on Brkr | E
QOH270 | Loadcenters and Panels | 98.56 | 15% | 113.34 | 0.5 | Square D | 70A-2P 240V 42K Plug-on Brkr | E
QOH260 | Loadcenters and Panels | 59.08 | 15% | 67.94 | 0.375 | Square D | 60A-2P 240V 42K Plug-on Brkr | E
QOH250 | Loadcenters and Panels | 59.08 | 15% | 67.94 | 0.375 | Square D | 50A-2P 240V 42K Plug-on Brkr | E
QOH245 | Loadcenters and Panels | 59.08 | 15% | 67.94 | 0.375 | Square D | 45A-2P 240V 42K Plug-on Brkr | E
QOH240 | Loadcenters and Panels | 59.08 | 15% | 67.94 | 0.375 | Square D | 40A-2P 240V 42K Plug-on Brkr | E
QOH2125 | Loadcenters and Panels | 277.8 | 15% | 319.47 | 0.625 | Square D | 125A-2P 240V 42K Plug-on Brkr | E
QOH2110 | Loadcenters and Panels | 277.8 | 15% | 319.47 | 0.625 | Square D | 110A-2P 240V 42K Plug-on Brkr | E
QOH2100 | Loadcenters and Panels | 130.2 | 15% | 149.73 | 0.625 | Square D | 100A-2P 240V 42K Plug-on Brkr | E
QOB390VH | Loadcenters and Panels | 184.15 | 15% | 211.77 | 0.6875 | Square D | 90A-3P 240V 22K Bolt-on Brkr | E
QOB390 | Loadcenters and Panels | 119 | 15% | 136.85 | 0.75 | Square D | 90A-3P 240V 10K Bolt-on Brkr | E
QOB380VH | Loadcenters and Panels | 184.15 | 15% | 211.77 | 0.6875 | Square D | 80A-3P 240V 22K Bolt-on Brkr | E
QOB380 | Loadcenters and Panels | 119 | 15% | 136.85 | 0.75 | Square D | 80A-3P 240V 10K Bolt-on Brkr | E
QOB370VH | Loadcenters and Panels | 165.3 | 15% | 190.1 | 0.5625 | Square D | 70A-3P 240V 22K Bolt-on Brkr | E
QOB370 | Loadcenters and Panels | 105 | 15% | 120.75 | 0.625 | Square D | 70A-3P 240V 10K Bolt-on Brkr | E
QOB360VH | Loadcenters and Panels | 126 | 15% | 144.9 | 0.4375 | Square D | 60A-3P 240V 22K Bolt-on Brkr | E
QOB360 | Loadcenters and Panels | 82.6 | 15% | 94.99 | 0.5 | Square D | 60A-3P 240V 10K Bolt-on Brkr | E
QOB350VH | Loadcenters and Panels | 126 | 15% | 144.9 | 0.4375 | Square D | 50A-3P 240V 22K Bolt-on Brkr | E
QOB350SWN | Loadcenters and Panels | 49.87 | 15% | 57.35 | 0.4375 | Square D | 50A-3W 240V Sw Neutral Bolt-on Brkr | E
QOB350 | Loadcenters and Panels | 82.6 | 15% | 94.99 | 0.5 | Square D | 50A-3P 240V 10K Bolt-on Brkr | E
QOB345 | Loadcenters and Panels | 82.6 | 15% | 94.99 | 0.5 | Square D | 45A-3P 240V 10K Bolt-on Brkr | E
QOB340VH | Loadcenters and Panels | 126 | 15% | 144.9 | 0.4375 | Square D | 40A-3P 240V 22K Bolt-on Brkr | E
QOB340SWN | Loadcenters and Panels | 49.87 | 15% | 57.35 | 0.4375 | Square D | 40A-3W 240V Sw Neutral Bolt-on Brkr | E
QOB340 | Loadcenters and Panels | 82.6 | 15% | 94.99 | 0.5 | Square D | 40A-3P 240V 10K Bolt-on Brkr | E
QOB335 | Loadcenters and Panels | 82.6 | 15% | 94.99 | 0.5 | Square D | 35A-3P 240V 10K Bolt-on Brkr | E
QOB330VH | Loadcenters and Panels | 126 | 15% | 144.9 | 0.4375 | Square D | 30A-3P 240V 22K Bolt-on Brkr | E
QOB330SWN | Loadcenters and Panels | 49.87 | 15% | 57.35 | 0.4375 | Square D | 30A-3W 240V Sw Neutral Bolt-on Brkr | E
QOB330HID | Loadcenters and Panels | 105.6 | 15% | 121.44 | 0.5 | Square D | 30A-3P 240V 10K Bolt-on HID Brkr | E
QOB330 | Loadcenters and Panels | 82.6 | 15% | 94.99 | 0.5 | Square D | 30A-3P 240V 10K Bolt-on Brkr | E
QOB325VH | Loadcenters and Panels | 126 | 15% | 144.9 | 0.4375 | Square D | 25A-3P 240V 22K Bolt-on Brkr | E
QOB325SWN | Loadcenters and Panels | 49.87 | 15% | 57.35 | 0.4375 | Square D | 25A-3W 240V Sw Neutral Bolt-on Brkr | E
QOB325HID | Loadcenters and Panels | 105.6 | 15% | 121.44 | 0.5 | Square D | 25A-3P 240V 10K Bolt-on HID Brkr | E
QOB325 | Loadcenters and Panels | 82.6 | 15% | 94.99 | 0.5 | Square D | 25A-3P 240V 10K Bolt-on Brkr | E
QOB320VH | Loadcenters and Panels | 126 | 15% | 144.9 | 0.4375 | Square D | 20A-3P 240V 22K Bolt-on Brkr | E
QOB320SWN | Loadcenters and Panels | 49.87 | 15% | 57.35 | 0.4375 | Square D | 20A-3W 240V Sw Neutral Bolt-on Brkr | E
QOB320HID | Loadcenters and Panels | 105.6 | 15% | 121.44 | 0.5 | Square D | 20A-3P 240V 10K Bolt-on HID Brkr | E
QOB320 | Loadcenters and Panels | 82.6 | 15% | 94.99 | 0.5 | Square D | 20A-3P 240V 10K Bolt-on Brkr | E
QOB315VH | Loadcenters and Panels | 126 | 15% | 144.9 | 0.4375 | Square D | 15A-3P 240V 22K Bolt-on Brkr | E
QOB315SWN | Loadcenters and Panels | 49.87 | 15% | 57.35 | 0.4375 | Square D | 15A-3W 240V Sw Neutral Bolt-on Brkr | E
QOB315HID | Loadcenters and Panels | 105.6 | 15% | 121.44 | 0.5 | Square D | 15A-3P 240V 10K Bolt-on HID Brkr | E
QOB3150VH | Loadcenters and Panels | 337.68 | 15% | 388.33 | 0.75 | Square D | 150A-3P 240V 22K Plug-on Brkr | E
QOB315 | Loadcenters and Panels | 82.6 | 15% | 94.99 | 0.5 | Square D | 15A-3P 240V 10K Bolt-on Brkr | E
QOB3125VH | Loadcenters and Panels | 337.68 | 15% | 388.33 | 0.6875 | Square D | 125A-3P 240V 22K Plug-on Brkr | E
QOB3110VH | Loadcenters and Panels | 337.68 | 15% | 388.33 | 0.6875 | Square D | 110A-3P 240V 22K Plug-on Brkr | E
QOB3100VH | Loadcenters and Panels | 184.15 | 15% | 211.77 | 0.6875 | Square D | 100A-3P 240V 22K Bolt-on Brkr | E
QOB3100 | Loadcenters and Panels | 119 | 15% | 136.85 | 0.75 | Square D | 100A-3P 240V 10K Bolt-on Brkr | E
QOB310 | Loadcenters and Panels | 82.6 | 15% | 94.99 | 0.5 | Square D | 10A-3P 240V 10K Bolt-on Brkr | E
QOB290VH | Loadcenters and Panels | 128.7 | 15% | 148.01 | 0.6875 | Square D | 90A-2P 240V 22K Bolt-on Brkr | E
QOB290 | Loadcenters and Panels | 70 | 15% | 80.5 | 0.6875 | Square D | 90A-2P 240V 10K Bolt-on Brkr | E
QOB280VH | Loadcenters and Panels | 128.7 | 15% | 148.01 | 0.6875 | Square D | 80A-2P 240V 22K Bolt-on Brkr | E
QOB280 | Loadcenters and Panels | 70 | 15% | 80.5 | 0.6875 | Square D | 80A-2P 240V 10K Bolt-on Brkr | E
QOB270VH | Loadcenters and Panels | 92.4 | 15% | 106.26 | 0.5625 | Square D | 70A-2P 240V 22K Bolt-on Brkr | E
QOB270 | Loadcenters and Panels | 47.6 | 15% | 54.74 | 0.5625 | Square D | 70A-2P 240V 10K Bolt-on Brkr | E
QOB260VH | Loadcenters and Panels | 57.75 | 15% | 66.41 | 0.4375 | Square D | 60A-2P 240V 22K Bolt-on Brkr | E
QOB260GFI | Loadcenters and Panels | 128.25 | 15% | 147.49 | 0.4375 | Square D | 60A-2P 240V 10K Bolt-on GFI Brkr | E
QOB260 | Loadcenters and Panels | 30.6 | 15% | 35.19 | 0.4375 | Square D | 60A-2P 240V 10K Bolt-on Brkr | E
QOB250VH | Loadcenters and Panels | 57.75 | 15% | 66.41 | 0.4375 | Square D | 50A-2P 240V 22K Bolt-on Brkr | E
QOB250SWN | Loadcenters and Panels | 34.2 | 15% | 39.33 | 0.3125 | Square D | 50A-2W 240V Sw Neutral Bolt-on Brkr | E
QOB250HID | Loadcenters and Panels | 35.2 | 15% | 40.48 | 0.4375 | Square D | 50A-2P 240V 10K Bolt-on HID Brkr | E
QOB250GFI | Loadcenters and Panels | 128.25 | 15% | 147.49 | 0.4375 | Square D | 50A-2P 240V 10K Bolt-on GFI Brkr | E
QOB250 | Loadcenters and Panels | 30.6 | 15% | 35.19 | 0.4375 | Square D | 50A-2P 240V 10K Bolt-on Brkr | E
QOB245 | Loadcenters and Panels | 30.6 | 15% | 35.19 | 0.4375 | Square D | 45A-2P 240V 10K Bolt-on Brkr | E
QOB240VH | Loadcenters and Panels | 57.75 | 15% | 66.41 | 0.4375 | Square D | 40A-2P 240V 22K Bolt-on Brkr | E
QOB240SWN | Loadcenters and Panels | 34.2 | 15% | 39.33 | 0.3125 | Square D | 40A-2W 240V Sw Neutral Bolt-on Brkr | E
QOB240HID | Loadcenters and Panels | 35.2 | 15% | 40.48 | 0.4375 | Square D | 40A-2P 240V 10K Bolt-on HID Brkr | E
QOB240GFI | Loadcenters and Panels | 128.25 | 15% | 147.49 | 0.4375 | Square D | 40A-2P 240V 10K Bolt-on GFI Brkr | E
QOB240 | Loadcenters and Panels | 30.6 | 15% | 35.19 | 0.4375 | Square D | 40A-2P 240V 10K Bolt-on Brkr | E
QOB235 | Loadcenters and Panels | 30.6 | 15% | 35.19 | 0.4375 | Square D | 35A-2P 240V 10K Bolt-on Brkr | E
QOB230VH | Loadcenters and Panels | 57.75 | 15% | 66.41 | 0.4375 | Square D | 30A-2P 240V 22K Bolt-on Brkr | E
QOB230SWN | Loadcenters and Panels | 34.2 | 15% | 39.33 | 0.3125 | Square D | 30A-2W 240V Sw Neutral Bolt-on Brkr | E
QOB230HID | Loadcenters and Panels | 35.2 | 15% | 40.48 | 0.4375 | Square D | 30A-2P 240V 10K Bolt-on HID Brkr | E
QOB230GFI | Loadcenters and Panels | 128.25 | 15% | 147.49 | 0.4375 | Square D | 30A-2P 240V 10K Bolt-on GFI Brkr | E
QOB230 | Loadcenters and Panels | 30.6 | 15% | 35.19 | 0.4375 | Square D | 30A-2P 240V 10K Bolt-on Brkr | E
QOB225VH | Loadcenters and Panels | 57.75 | 15% | 66.41 | 0.4375 | Square D | 25A-2P 240V 22K Bolt-on Brkr | E
QOB225SWN | Loadcenters and Panels | 34.2 | 15% | 39.33 | 0.3125 | Square D | 25A-2W 240V Sw Neutral Bolt-on Brkr | E
QOB225HID | Loadcenters and Panels | 35.2 | 15% | 40.48 | 0.4375 | Square D | 25A-2P 240V 10K Bolt-on HID Brkr | E
QOB225GFI | Loadcenters and Panels | 128.25 | 15% | 147.49 | 0.4375 | Square D | 25A-2P 240V 10K Bolt-on GFI Brkr | E
QOB225 | Loadcenters and Panels | 30.6 | 15% | 35.19 | 0.4375 | Square D | 25A-2P 240V 10K Bolt-on Brkr | E
QOB220VH | Loadcenters and Panels | 57.75 | 15% | 66.41 | 0.3125 | Square D | 20A-2P 240V 22K Bolt-on Brkr | E
QOB220SWN | Loadcenters and Panels | 34.2 | 15% | 39.33 | 0.3125 | Square D | 20A-2W 240V Sw Neutral Bolt-on Brkr | E
QOB220HID | Loadcenters and Panels | 35.2 | 15% | 40.48 | 0.4375 | Square D | 20A-2P 240V 10K Bolt-on HID Brkr | E
QOB220GFI | Loadcenters and Panels | 128.25 | 15% | 147.49 | 0.4375 | Square D | 20A-2P 240V 10K Bolt-on GFI Brkr | E
QOB220 | Loadcenters and Panels | 30.6 | 15% | 35.19 | 0.4375 | Square D | 20A-2P 240V 10K Bolt-on Brkr | E
QOB215VH | Loadcenters and Panels | 57.75 | 15% | 66.41 | 0.3125 | Square D | 15A-2P 240V 22K Bolt-on Brkr | E
QOB215SWN | Loadcenters and Panels | 34.2 | 15% | 39.33 | 0.3125 | Square D | 15A-2W 240V Sw Neutral Bolt-on Brkr | E
QOB215HID | Loadcenters and Panels | 35.2 | 15% | 40.48 | 0.4375 | Square D | 15A-2P 240V 10K Bolt-on HID Brkr | E
QOB215GFI | Loadcenters and Panels | 128.25 | 15% | 147.49 | 0.4375 | Square D | 15A-2P 240V 10K Bolt-on GFI Brkr | E
QOB2150VH | Loadcenters and Panels | 120.19 | 15% | 138.22 | 0.6875 | Square D | 150A-2P 240V 22K Plug-on Brkr | E
QOB215 | Loadcenters and Panels | 30.6 | 15% | 35.19 | 0.4375 | Square D | 15A-2P 240V 10K Bolt-on Brkr | E
QOB2125VH | Loadcenters and Panels | 371.25 | 15% | 426.94 | 0.6875 | Square D | 125A-2P 240V 22K Bolt-on Brkr | E
QOB2125 | Loadcenters and Panels | 141.4 | 15% | 162.61 | 0.6875 | Square D | 125A-2P 240V 10K Bolt-on Brkr | E
QOB2110VH | Loadcenters and Panels | 371.25 | 15% | 426.94 | 0.6875 | Square D | 110A-2P 240V 22K Bolt-on Brkr | E
QOB2110 | Loadcenters and Panels | 141.4 | 15% | 162.61 | 0.6875 | Square D | 110A-2P 240V 10K Bolt-on Brkr | E
QOB2100VH | Loadcenters and Panels | 128.7 | 15% | 148.01 | 0.6875 | Square D | 100A-2P 240V 22K Bolt-on Brkr | E
QOB2100 | Loadcenters and Panels | 70 | 15% | 80.5 | 0.6875 | Square D | 100A-2P 240V 10K Bolt-on Brkr | E
QOB210 | Loadcenters and Panels | 30.6 | 15% | 35.19 | 0.4375 | Square D | 10A-2P 240V 10K Bolt-on Brkr | E
QOB170 | Loadcenters and Panels | 27.2 | 15% | 31.28 | 0.4375 | Square D | 70A-1P 240V 10K Bolt-on Brkr | E
QOB160 | Loadcenters and Panels | 13.6 | 15% | 15.64 | 0.3125 | Square D | 60A-1P 240V 10K Bolt-on Brkr | E
QOB150HID | Loadcenters and Panels | 16 | 15% | 18.4 | 0.3125 | Square D | 50A-1P 240V 10K Bolt-on HID Brkr | E
QOB150 | Loadcenters and Panels | 13.6 | 15% | 15.64 | 0.3125 | Square D | 50A-1P 240V 10K Bolt-on Brkr | E
QOB145 | Loadcenters and Panels | 13.6 | 15% | 15.64 | 0.3125 | Square D | 45A-1P 240V 10K Bolt-on Brkr | E
QOB140HID | Loadcenters and Panels | 16 | 15% | 18.4 | 0.3125 | Square D | 40A-1P 240V 10K Bolt-on HID Brkr | E
QOB140 | Loadcenters and Panels | 13.6 | 15% | 15.64 | 0.3125 | Square D | 40A-1P 240V 10K Bolt-on Brkr | E
QOB135 | Loadcenters and Panels | 13.6 | 15% | 15.64 | 0.3125 | Square D | 35A-1P 240V 10K Bolt-on Brkr | E
QOB130VHGFI | Loadcenters and Panels | 130 | 15% | 149.5 | 0.3125 | Square D | 30A-1P 240V 22K Bolt-on GFI Brkr | E
QOB130VH | Loadcenters and Panels | 26.25 | 15% | 30.19 | 0.3125 | Square D | 30A-1P 240V 22K Bolt-on Brkr | E
QOB130HID | Loadcenters and Panels | 16 | 15% | 18.4 | 0.3125 | Square D | 30A-1P 240V 10K Bolt-on HID Brkr | E
QOB130GFI | Loadcenters and Panels | 82.5 | 15% | 94.88 | 0.3125 | Square D | 30A-1P 120V 10K Bolt-on GFI Brkr | E
QOB130 | Loadcenters and Panels | 13.6 | 15% | 15.64 | 0.3125 | Square D | 30A-1P 240V 10K Bolt-on Brkr | E
QOB125VHGFI | Loadcenters and Panels | 130 | 15% | 149.5 | 0.3125 | Square D | 25A-1P 240V 22K Bolt-on GFI Brkr | E
QOB125VH | Loadcenters and Panels | 26.25 | 15% | 30.19 | 0.3125 | Square D | 25A-1P 240V 22K Bolt-on Brkr | E
QOB125HID | Loadcenters and Panels | 16 | 15% | 18.4 | 0.3125 | Square D | 25A-1P 240V 10K Bolt-on HID Brkr | E
QOB125GFI | Loadcenters and Panels | 82.5 | 15% | 94.88 | 0.3125 | Square D | 25A-1P 120V 10K Bolt-on GFI Brkr | E
QOB125 | Loadcenters and Panels | 13.6 | 15% | 15.64 | 0.3125 | Square D | 25A-1P 240V 10K Bolt-on Brkr | E
QOB120VHGFI | Loadcenters and Panels | 130 | 15% | 149.5 | 0.3125 | Square D | 20A-1P 240V 22K Bolt-on GFI Brkr | E
QOB120VH | Loadcenters and Panels | 26.25 | 15% | 30.19 | 0.3125 | Square D | 20A-1P 240V 22K Bolt-on Brkr | E
QOB120HID | Loadcenters and Panels | 16 | 15% | 18.4 | 0.3125 | Square D | 20A-1P 240V 10K Bolt-on HID Brkr | E
QOB120GFI | Loadcenters and Panels | 82.5 | 15% | 94.88 | 0.3125 | Square D | 20A-1P 120V 10K Bolt-on GFI Brkr | E
QOB120 | Loadcenters and Panels | 13.6 | 15% | 15.64 | 0.3125 | Square D | 20A-1P 240V 10K Bolt-on Brkr | E
QOB115VHGFI | Loadcenters and Panels | 130 | 15% | 149.5 | 0.3125 | Square D | 15A-1P 240V 22K Bolt-on GFI Brkr | E
QOB115VH | Loadcenters and Panels | 26.25 | 15% | 30.19 | 0.3125 | Square D | 15A-1P 240V 22K Bolt-on Brkr | E
QOB115HID | Loadcenters and Panels | 16 | 15% | 18.4 | 0.3125 | Square D | 15A-1P 240V 10K Bolt-on HID Brkr | E
QOB115GFI | Loadcenters and Panels | 82.5 | 15% | 94.88 | 0.3125 | Square D | 15A-1P 120V 10K Bolt-on GFI Brkr | E
QOB115 | Loadcenters and Panels | 13.6 | 15% | 15.64 | 0.3125 | Square D | 15A-1P 240V 10K Bolt-on Brkr | E
QOB110 | Loadcenters and Panels | 13.6 | 15% | 15.64 | 0.3125 | Square D | 10A-1P 240V 10K Bolt-on Brkr | E
QO816L100RB | Loadcenters and Panels | 46.2 | 15% | 53.13 | 2.875 | Square D | 100A-8Sp 240V 1Ph MLO LoadCntr-WP | E
QO8-16L100 | Loadcenters and Panels | 28.5 | 15% | 32.78 | 2.875 | Square D | 100A-8Sp 240V 1Ph MLO LoadCenter | E
QO612L100RB | Loadcenters and Panels | 28.5 | 15% | 32.78 | 2.875 | Square D | 100A-6Sp 240V 1Ph MLO LoadCntr-WP | E
QO6-12L100 | Loadcenters and Panels | 25.7 | 15% | 29.56 | 2.875 | Square D | 100A-6Sp 240V 1Ph MLO LoadCenter | E
QO40M200RB | Loadcenters and Panels | 279.3 | 15% | 321.2 | 3.5 | Square D | 200A-40Sp 240V 1Ph MCB LoadCntr-WP | E
QO403L60NRB | Loadcenters and Panels | 35.4 | 15% | 40.71 | 2.375 | Square D | 60A-3Sp 240V 3Ph MLO LoadCntr-WP | E
QO403L60 | Loadcenters and Panels | 21.3 | 15% | 24.5 | 2.375 | Square D | 60A-3Sp 240V 3Ph MLO LoadCenter | E
QO390VH | Loadcenters and Panels | 98.84 | 15% | 113.67 | 0.6875 | Square D | 90A-3P 240V 22K Plug-on Brkr | E
QO390 | Loadcenters and Panels | 104.43 | 15% | 120.09 | 0.6875 | Square D | 90A-3P 240V 10K Plug-on Brkr | E
QO380VH | Loadcenters and Panels | 98.84 | 15% | 113.67 | 0.6875 | Square D | 80A-3P 240V 22K Plug-on Brkr | E
QO380 | Loadcenters and Panels | 104.43 | 15% | 120.09 | 0.6875 | Square D | 80A-3P 240V 10K Plug-on Brkr | E
QO370VH | Loadcenters and Panels | 79.5 | 15% | 91.43 | 0.5625 | Square D | 70A-3P 240V 22K Plug-on Brkr | E
QO370 | Loadcenters and Panels | 88.93 | 15% | 102.27 | 0.5625 | Square D | 70A-3P 240V 10K Plug-on Brkr | E
QO360VH | Loadcenters and Panels | 61.75 | 15% | 71.01 | 0.4375 | Square D | 60A-3P 240V 22K Plug-on Brkr | E
QO360SWN | Loadcenters and Panels | 54.76 | 15% | 62.97 | 0.375 | Square D | 60A-3W 240V Sw Neutral Plug-on Brkr | E
QO360 | Loadcenters and Panels | 66 | 15% | 75.9 | 0.4375 | Square D | 60A-3P 240V 10K Plug-on Brkr | E
QO350VH | Loadcenters and Panels | 61.75 | 15% | 71.01 | 0.4375 | Square D | 50A-3P 240V 22K Plug-on Brkr | E
QO350SWN | Loadcenters and Panels | 54.76 | 15% | 62.97 | 0.375 | Square D | 50A-3W 240V Sw Neutral Plug-on Brkr | E
QO350 | Loadcenters and Panels | 66 | 15% | 75.9 | 0.4375 | Square D | 50A-3P 240V 10K Plug-on Brkr | E
QO345 | Loadcenters and Panels | 66 | 15% | 75.9 | 0.4375 | Square D | 45A-3P 240V 10K Plug-on Brkr | E
QO342MQ225RB | Loadcenters and Panels | 466.5 | 15% | 536.48 | 3.75 | Square D | 225A-42Sp 240V 3Ph MCB LoadCntr-WP | E
QO342MQ225 | Loadcenters and Panels | 423.6 | 15% | 487.14 | 3.75 | Square D | 225A-42Sp 240V 3Ph MCB LoadCenter | E
QO342MQ200RB | Loadcenters and Panels | 466.5 | 15% | 536.48 | 3.75 | Square D | 200A-42Sp 240V 3Ph MCB LoadCntr-WP | E
QO342MQ200 | Loadcenters and Panels | 423.6 | 15% | 487.14 | 3.75 | Square D | 200A-42Sp 240V 3Ph MCB LoadCenter | E
QO342MQ150 | Loadcenters and Panels | 423.6 | 15% | 487.14 | 3.375 | Square D | 150A-42Sp 240V 3Ph MCB LoadCenter | E
QO342L225GRB | Loadcenters and Panels | 298.8 | 15% | 343.62 | 3.75 | Square D | 225A-42Sp 240V 3Ph MLO LoadCntr-WP | E
QO342L225G | Loadcenters and Panels | 190.5 | 15% | 219.08 | 3.75 | Square D | 225A-42Sp 240V 3Ph MLO LoadCenter | E
QO340VH | Loadcenters and Panels | 61.75 | 15% | 71.01 | 0.4375 | Square D | 40A-3P 240V 22K Plug-on Brkr | E
QO340SWN | Loadcenters and Panels | 54.76 | 15% | 62.97 | 0.375 | Square D | 40A-3W 240V Sw Neutral Plug-on Brkr | E
QO340 | Loadcenters and Panels | 66 | 15% | 75.9 | 0.4375 | Square D | 40A-3P 240V 10K Plug-on Brkr | E
QO335 | Loadcenters and Panels | 66 | 15% | 75.9 | 0.4375 | Square D | 35A-3P 240V 10K Plug-on Brkr | E
QO330VH | Loadcenters and Panels | 61.75 | 15% | 71.01 | 0.4375 | Square D | 30A-3P 240V 22K Plug-on Brkr | E
QO330SWN | Loadcenters and Panels | 54.76 | 15% | 62.97 | 0.375 | Square D | 30A-3W 240V Sw Neutral Plug-on Brkr | E
QO330MQ200RB | Loadcenters and Panels | 429.3 | 15% | 493.7 | 3.75 | Square D | 200A-30Sp 240V 3Ph MCB LoadCntr-WP | E
QO330MQ200 | Loadcenters and Panels | 386.1 | 15% | 444.02 | 3.75 | Square D | 200A-30Sp 240V 3Ph MCB LoadCenter | E
QO330MQ150RB | Loadcenters and Panels | 429.3 | 15% | 493.7 | 3.375 | Square D | 150A-30Sp 240V 3Ph MCB LoadCntr-WP | E
QO330MQ150 | Loadcenters and Panels | 386.1 | 15% | 444.02 | 3.375 | Square D | 150A-30Sp 240V 3Ph MCB LoadCenter | E
QO330MQ125RB | Loadcenters and Panels | 429.3 | 15% | 493.7 | 3.125 | Square D | 125A-30Sp 240V 3Ph MCB LoadCntr-WP | E
QO330MQ125 | Loadcenters and Panels | 386.1 | 15% | 444.02 | 3.125 | Square D | 125A-30Sp 240V 3Ph MCB LoadCenter | E
QO330L200GRB | Loadcenters and Panels | 167.7 | 15% | 192.86 | 3.75 | Square D | 200A-30Sp 240V 3Ph MLO LoadCntr-WP | E
QO330L200G | Loadcenters and Panels | 141.3 | 15% | 162.5 | 3.75 | Square D | 200A-30Sp 240V 3Ph MLO LoadCenter | E
QO330HID | Loadcenters and Panels | 60 | 15% | 69 | 0.4375 | Square D | 30A-3P 240V 10K Plug-on HID Brkr | E
QO330 | Loadcenters and Panels | 66 | 15% | 75.9 | 0.4375 | Square D | 30A-3P 240V 10K Plug-on Brkr | E
QO327M100RB | Loadcenters and Panels | 237 | 15% | 272.55 | 3.125 | Square D | 100A-27Sp 240V 3Ph MCB LoadCntr-WP | E
QO327M100 | Loadcenters and Panels | 211.5 | 15% | 243.23 | 3.125 | Square D | 100A-27Sp 240V 3Ph MCB LoadCenter | E
QO325VH | Loadcenters and Panels | 61.75 | 15% | 71.01 | 0.4375 | Square D | 25A-3P 240V 22K Plug-on Brkr | E
QO325SWN | Loadcenters and Panels | 54.76 | 15% | 62.97 | 0.375 | Square D | 25A-3W 240V Sw Neutral Plug-on Brkr | E
QO325HID | Loadcenters and Panels | 60 | 15% | 69 | 0.4375 | Square D | 25A-3P 240V 10K Plug-on HID Brkr | E
QO325 | Loadcenters and Panels | 66 | 15% | 75.9 | 0.4375 | Square D | 25A-3P 240V 10K Plug-on Brkr | E
QO320VH | Loadcenters and Panels | 61.75 | 15% | 71.01 | 0.4375 | Square D | 20A-3P 240V 22K Plug-on Brkr | E
QO320SWN | Loadcenters and Panels | 54.76 | 15% | 62.97 | 0.375 | Square D | 20A-3W 240V Sw Neutral Plug-on Brkr | E
QO320L125GRB | Loadcenters and Panels | 125.7 | 15% | 144.56 | 3.125 | Square D | 125A-20Sp 240V 3Ph MLO LoadCntr-WP | E
QO320L125G | Loadcenters and Panels | 101.73 | 15% | 116.99 | 3.125 | Square D | 125A-20Sp 240V 3Ph MLO LoadCenter | E
QO320HID | Loadcenters and Panels | 60 | 15% | 69 | 0.4375 | Square D | 20A-3P 240V 10K Plug-on HID Brkr | E
QO320 | Loadcenters and Panels | 66 | 15% | 75.9 | 0.4375 | Square D | 20A-3P 240V 10K Plug-on Brkr | E
QO318L200GRB | Loadcenters and Panels | 123.6 | 15% | 142.14 | 3.75 | Square D | 200A-18Sp 240V 3Ph MLO LoadCntr-WP | E
QO318L200G | Loadcenters and Panels | 105.9 | 15% | 121.79 | 3.75 | Square D | 200A-18Sp 240V 3Ph MLO LoadCenter | E
QO315VH | Loadcenters and Panels | 61.75 | 15% | 71.01 | 0.4375 | Square D | 15A-3P 240V 22K Plug-on Brkr | E
QO315SWN | Loadcenters and Panels | 54.76 | 15% | 62.97 | 0.375 | Square D | 15A-3W 240V Sw Neutral Plug-on Brkr | E
QO315HID | Loadcenters and Panels | 60 | 15% | 69 | 0.4375 | Square D | 15A-3P 240V 10K Plug-on HID Brkr | E
QO315 | Loadcenters and Panels | 66 | 15% | 75.9 | 0.4375 | Square D | 15A-3P 240V 10K Plug-on Brkr | E
QO312L125GRB | Loadcenters and Panels | 96.9 | 15% | 111.44 | 3.125 | Square D | 125A-12Sp 240V 3Ph MLO LoadCntr-WP | E
QO312L125G | Loadcenters and Panels | 73.83 | 15% | 84.9 | 3.125 | Square D | 125A-12Sp 240V 3Ph MLO LoadCenter | E
QO310SWN | Loadcenters and Panels | 54.76 | 15% | 62.97 | 0.375 | Square D | 10A-3W 240V Sw Neutral Plug-on Brkr | E
QO3100VH | Loadcenters and Panels | 98.84 | 15% | 113.67 | 0.6875 | Square D | 100A-3P 240V 22K Plug-on Brkr | E
QO3100 | Loadcenters and Panels | 104.43 | 15% | 120.09 | 0.6875 | Square D | 100A-3P 240V 10K Plug-on Brkr | E
QO310 | Loadcenters and Panels | 66 | 15% | 75.9 | 0.4375 | Square D | 10A-3P 240V 10K Plug-on Brkr | E
QO30M200RB | Loadcenters and Panels | 230.7 | 15% | 265.31 | 3.5 | Square D | 200A-30Sp 240V 1Ph MCB LoadCntr-WP | E
QO30M150RB | Loadcenters and Panels | 224.4 | 15% | 258.06 | 3.125 | Square D | 150A-30Sp 240V 1Ph MCB LoadCntr-WP | E
QO2L40RB | Loadcenters and Panels | 22.5 | 15% | 25.88 | 2.25 | Square D | 40A-2Sp 240V 1Ph MLO LoadCntr-WP | E
QO2L30 | Loadcenters and Panels | 13.76 | 15% | 15.82 | 2.25 | Square D | 30A-2Sp 240V 1Ph MLO LoadCenter | E
QO290VH | Loadcenters and Panels | 69.3 | 15% | 79.7 | 0.625 | Square D | 90A-2P 240V 22K Plug-on Brkr | E
QO290 | Loadcenters and Panels | 31.87 | 15% | 36.65 | 0.625 | Square D | 90A-2P 240V 10K Plug-on Brkr | E
QO280VH | Loadcenters and Panels | 69.3 | 15% | 79.7 | 0.625 | Square D | 80A-2P 240V 22K Plug-on Brkr | E
QO280 | Loadcenters and Panels | 31.87 | 15% | 36.65 | 0.625 | Square D | 80A-2P 240V 10K Plug-on Brkr | E
QO270VH | Loadcenters and Panels | 49.17 | 15% | 56.55 | 0.5 | Square D | 70A-2P 240V 22K Plug-on Brkr | E
QO270 | Loadcenters and Panels | 25.99 | 15% | 29.89 | 0.5 | Square D | 70A-2P 240V 10K Plug-on Brkr | E
QO260VH | Loadcenters and Panels | 32.98 | 15% | 37.93 | 0.375 | Square D | 60A-2P 240V 22K Plug-on Brkr | E
QO260GFI | Loadcenters and Panels | 71.5 | 15% | 82.23 | 0.375 | Square D | 60A-2P 240V 10K Plug-on GFI Brkr | E
QO260 | Loadcenters and Panels | 10.41 | 15% | 11.97 | 0.375 | Square D | 60A-2P 240V 10K Plug-on Brkr | E
QO250VH | Loadcenters and Panels | 32.98 | 15% | 37.93 | 0.375 | Square D | 50A-2P 240V 22K Plug-on Brkr | E
QO250SWN | Loadcenters and Panels | 36.38 | 15% | 41.84 | 0.25 | Square D | 50A-2W 240V Sw Neutral Plug-on Brkr | E
QO250HID | Loadcenters and Panels | 17.4 | 15% | 20.01 | 0.375 | Square D | 50A-2P 240V 10K Plug-on HID Brkr | E
QO250GFI | Loadcenters and Panels | 71.5 | 15% | 82.23 | 0.375 | Square D | 50A-2P 240V 10K Plug-on GFI Brkr | E
QO250 | Loadcenters and Panels | 10.41 | 15% | 11.97 | 0.375 | Square D | 50A-2P 240V 10K Plug-on Brkr | E
QO24M125RB | Loadcenters and Panels | 190.8 | 15% | 219.42 | 2.875 | Square D | 125A-24Sp 240V 1Ph MCB LoadCntr-WP | E
QO24L70RB | Loadcenters and Panels | 26.1 | 15% | 30.02 | 2.5 | Square D | 70A-2Sp 240V 1Ph MLO LoadCntr-WP | E
QO2-4L70 | Loadcenters and Panels | 22.62 | 15% | 26.01 | 2.5 | Square D | 70A-2Sp 240V 1Ph MLO LoadCenter | E
QO245 | Loadcenters and Panels | 10.41 | 15% | 11.97 | 0.375 | Square D | 45A-2P 240V 10K Plug-on Brkr | E
QO240VH | Loadcenters and Panels | 32.98 | 15% | 37.93 | 0.375 | Square D | 40A-2P 240V 22K Plug-on Brkr | E
QO240SWN | Loadcenters and Panels | 36.38 | 15% | 41.84 | 0.25 | Square D | 40A-2W 240V Sw Neutral Plug-on Brkr | E
QO240HID | Loadcenters and Panels | 17.4 | 15% | 20.01 | 0.375 | Square D | 40A-2P 240V 10K Plug-on HID Brkr | E
QO240GFI | Loadcenters and Panels | 71.5 | 15% | 82.23 | 0.375 | Square D | 40A-2P 240V 10K Plug-on GFI Brkr | E
QO240 | Loadcenters and Panels | 10.41 | 15% | 11.97 | 0.375 | Square D | 40A-2P 240V 10K Plug-on Brkr | E
QO235 | Loadcenters and Panels | 10.41 | 15% | 11.97 | 0.375 | Square D | 35A-2P 240V 10K Plug-on Brkr | E
QO230VH | Loadcenters and Panels | 32.98 | 15% | 37.93 | 0.375 | Square D | 30A-2P 240V 22K Plug-on Brkr | E
QO230SWN | Loadcenters and Panels | 36.38 | 15% | 41.84 | 0.25 | Square D | 30A-2W 240V Sw Neutral Plug-on Brkr | E
QO230HID | Loadcenters and Panels | 17.4 | 15% | 20.01 | 0.375 | Square D | 30A-2P 240V 10K Plug-on HID Brkr | E
QO230GFI | Loadcenters and Panels | 71.5 | 15% | 82.23 | 0.375 | Square D | 30A-2P 240V 10K Plug-on GFI Brkr | E
QO230 | Loadcenters and Panels | 10.41 | 15% | 11.97 | 0.375 | Square D | 30A-2P 240V 10K Plug-on Brkr | E
QO225VH | Loadcenters and Panels | 32.98 | 15% | 37.93 | 0.375 | Square D | 25A-2P 240V 22K Plug-on Brkr | E
QO225SWN | Loadcenters and Panels | 36.38 | 15% | 41.84 | 0.25 | Square D | 25A-2W 240V Sw Neutral Plug-on Brkr | E
QO225HID | Loadcenters and Panels | 17.4 | 15% | 20.01 | 0.375 | Square D | 25A-2P 240V 10K Plug-on HID Brkr | E
QO225GFI | Loadcenters and Panels | 71.5 | 15% | 82.23 | 0.375 | Square D | 25A-2P 240V 10K Plug-on GFI Brkr | E
QO225 | Loadcenters and Panels | 10.41 | 15% | 11.97 | 0.375 | Square D | 25A-2P 240V 10K Plug-on Brkr | E
QO220VH | Loadcenters and Panels | 32.98 | 15% | 37.93 | 0.375 | Square D | 20A-2P 240V 22K Plug-on Brkr | E
QO220SWN | Loadcenters and Panels | 36.38 | 15% | 41.84 | 0.25 | Square D | 20A-2W 240V Sw Neutral Plug-on Brkr | E
QO220HID | Loadcenters and Panels | 17.4 | 15% | 20.01 | 0.375 | Square D | 20A-2P 240V 10K Plug-on HID Brkr | E
QO220GFI | Loadcenters and Panels | 71.5 | 15% | 82.23 | 0.375 | Square D | 20A-2P 240V 10K Plug-on GFI Brkr | E
QO220 | Loadcenters and Panels | 10.41 | 15% | 11.97 | 0.375 | Square D | 20A-2P 240V 10K Plug-on Brkr | E
QO215VH | Loadcenters and Panels | 32.98 | 15% | 37.93 | 0.375 | Square D | 15A-2P 240V 22K Plug-on Brkr | E
QO215SWN | Loadcenters and Panels | 36.38 | 15% | 41.84 | 0.25 | Square D | 15A-2W 240V Sw Neutral Plug-on Brkr | E
QO215HID | Loadcenters and Panels | 17.4 | 15% | 20.01 | 0.375 | Square D | 15A-2P 240V 10K Plug-on HID Brkr | E
QO215GFI | Loadcenters and Panels | 71.5 | 15% | 82.23 | 0.375 | Square D | 15A-2P 240V 10K Plug-on GFI Brkr | E
QO215 | Loadcenters and Panels | 10.41 | 15% | 11.97 | 0.375 | Square D | 15A-2P 240V 10K Plug-on Brkr | E
QO2125VH | Loadcenters and Panels | 117.13 | 15% | 134.7 | 0.625 | Square D | 125A-2P 240V 22K Plug-on Brkr | E
QO2125 | Loadcenters and Panels | 68.97 | 15% | 79.32 | 0.625 | Square D | 125A-2P 240V 10K Plug-on Brkr | E
QO2110VH | Loadcenters and Panels | 117.13 | 15% | 134.7 | 0.625 | Square D | 110A-2P 240V 22K Plug-on Brkr | E
QO2110 | Loadcenters and Panels | 68.97 | 15% | 79.32 | 0.625 | Square D | 110A-2P 240V 10K Plug-on Brkr | E
QO210SWN | Loadcenters and Panels | 36.38 | 15% | 41.84 | 0.25 | Square D | 10A-2W 240V Sw Neutral Plug-on Brkr | E
QO2100VH | Loadcenters and Panels | 69.3 | 15% | 79.7 | 0.625 | Square D | 100A-2P 240V 22K Plug-on Brkr | E
QO2100 | Loadcenters and Panels | 31.87 | 15% | 36.65 | 0.625 | Square D | 100A-2P 240V 10K Plug-on Brkr | E
QO210 | Loadcenters and Panels | 10.41 | 15% | 11.97 | 0.375 | Square D | 10A-2P 240V 10K Plug-on Brkr | E
QO20M100RB | Loadcenters and Panels | 110.4 | 15% | 126.96 | 2.875 | Square D | 100A-20Sp 240V 1Ph MCB LoadCntr-WP | E
QO170 | Loadcenters and Panels | 16.41 | 15% | 18.87 | 0.3125 | Square D | 70A-1P 240V 10K Plug-on Brkr | E
QO16M100RB | Loadcenters and Panels | 100.8 | 15% | 115.92 | 2.875 | Square D | 100A-16Sp 240V 1Ph MCB LoadCntr-WP | E
QO160 | Loadcenters and Panels | 4.26 | 15% | 4.9 | 0.25 | Square D | 60A-1P 240V 10K Plug-on Brkr | E
QO150HID | Loadcenters and Panels | 7.62 | 15% | 8.76 | 0.25 | Square D | 50A-1P 240V 10K Plug-on HID Brkr | E
QO150 | Loadcenters and Panels | 4.26 | 15% | 4.9 | 0.25 | Square D | 50A-1P 240V 10K Plug-on Brkr | E
QO145 | Loadcenters and Panels | 4.26 | 15% | 4.9 | 0.25 | Square D | 45A-1P 240V 10K Plug-on Brkr | E
QO142L225RBG | Loadcenters and Panels | 261.9 | 15% | 301.19 | 3.5 | Square D | 225A-42Sp 240V 1Ph MLO LoadCntr-WP | E
QO142L225G | Loadcenters and Panels | 165.6 | 15% | 190.44 | 3.5 | Square D | 225A-42Sp 240V 1Ph MLO LoadCenter | E
QO140M225 | Loadcenters and Panels | 239.1 | 15% | 274.97 | 3.5 | Square D | 225A-40Sp 240V 1Ph MCB LoadCenter | E
QO140M200 | Loadcenters and Panels | 224.1 | 15% | 257.72 | 3.5 | Square D | 200A-40Sp 240V 1Ph MCB LoadCenter | E
QO140HID | Loadcenters and Panels | 7.62 | 15% | 8.76 | 0.25 | Square D | 40A-1P 240V 10K Plug-on HID Brkr | E
QO140 | Loadcenters and Panels | 4.26 | 15% | 4.9 | 0.25 | Square D | 40A-1P 240V 10K Plug-on Brkr | E
QO135 | Loadcenters and Panels | 4.26 | 15% | 4.9 | 0.25 | Square D | 35A-1P 240V 10K Plug-on Brkr | E
QO130VHGFI | Loadcenters and Panels | 89.88 | 15% | 103.36 | 0.25 | Square D | 30A-1P 240V 22K Plug-on GFI Brkr | E
QO130VH | Loadcenters and Panels | 16.49 | 15% | 18.96 | 0.25 | Square D | 30A-1P 240V 22K Plug-on Brkr | E
QO130M200 | Loadcenters and Panels | 175.8 | 15% | 202.17 | 3.5 | Square D | 200A-30Sp 240V 1Ph MCB LoadCenter | E
QO130M150 | Loadcenters and Panels | 170.7 | 15% | 196.31 | 3.125 | Square D | 150A-30Sp 240V 1Ph MCB LoadCenter | E
QO130L200RBG | Loadcenters and Panels | 133.2 | 15% | 153.18 | 3.5 | Square D | 200A-30Sp 240V 1Ph MLO LoadCntr-WP | E
QO130L200G | Loadcenters and Panels | 94.8 | 15% | 109.02 | 3.5 | Square D | 200A-30Sp 240V 1Ph MLO LoadCenter | E
QO130L150RBG | Loadcenters and Panels | 117.3 | 15% | 134.9 | 3.125 | Square D | 150A-30Sp 240V 1Ph MLO LoadCntr-WP | E
QO130L150G | Loadcenters and Panels | 87.3 | 15% | 100.4 | 3.125 | Square D | 150A-30Sp 240V 1Ph MLO LoadCenter | E
QO130HID | Loadcenters and Panels | 7.62 | 15% | 8.76 | 0.25 | Square D | 30A-1P 240V 10K Plug-on HID Brkr | E
QO130GFI | Loadcenters and Panels | 46.96 | 15% | 54 | 0.25 | Square D | 30A-1P 240V 10K Plug-on GFI Brkr | E
QO130 | Loadcenters and Panels | 4.26 | 15% | 4.9 | 0.25 | Square D | 30A-1P 240V 10K Plug-on Brkr | E
QO12M100RB | Loadcenters and Panels | 92.1 | 15% | 105.92 | 2.875 | Square D | 100A-12Sp 240V 1Ph MCB LoadCntr-WP | E
QO125VHGFI | Loadcenters and Panels | 89.88 | 15% | 103.36 | 0.25 | Square D | 25A-1P 240V 22K Plug-on GFI Brkr | E
QO125VH | Loadcenters and Panels | 16.49 | 15% | 18.96 | 0.25 | Square D | 25A-1P 240V 22K Plug-on Brkr | E
QO125HID | Loadcenters and Panels | 7.62 | 15% | 8.76 | 0.25 | Square D | 25A-1P 240V 10K Plug-on HID Brkr | E
QO125GFI | Loadcenters and Panels | 46.96 | 15% | 54 | 0.25 | Square D | 25A-1P 240V 10K Plug-on GFI Brkr | E
QO125 | Loadcenters and Panels | 4.26 | 15% | 4.9 | 0.25 | Square D | 25A-1P 240V 10K Plug-on Brkr | E
QO124M200 | Loadcenters and Panels | 173.1 | 15% | 199.07 | 3.5 | Square D | 200A-24Sp 240V 1Ph MCB LoadCenter | E
QO124M150 | Loadcenters and Panels | 169.8 | 15% | 195.27 | 3.125 | Square D | 150A-24Sp 240V 1Ph MCB LoadCenter | E
QO124M125 | Loadcenters and Panels | 163.83 | 15% | 188.4 | 2.875 | Square D | 125A-24Sp 240V 1Ph MCB LoadCenter | E
QO124M100 | Loadcenters and Panels | 110.73 | 15% | 127.34 | 2.875 | Square D | 100A-24Sp 240V 1Ph MCB LoadCenter | E
QO124L150G | Loadcenters and Panels | 86.1 | 15% | 99.02 | 3.125 | Square D | 150A-24Sp 240V 1Ph MLO LoadCenter | E
QO124L125GRB | Loadcenters and Panels | 104.4 | 15% | 120.06 | 2.875 | Square D | 125A-24Sp 240V 1Ph MLO LoadCntr-WP | E
QO124L125G | Loadcenters and Panels | 76.23 | 15% | 87.66 | 2.875 | Square D | 125A-24Sp 240V 1Ph MLO LoadCenter | E
QO120VHGFI | Loadcenters and Panels | 89.88 | 15% | 103.36 | 0.25 | Square D | 20A-1P 240V 22K Plug-on GFI Brkr | E
QO120VHCAFI | Loadcenters and Panels | 90.78 | 15% | 104.4 | 0.25 | Square D | 20A-1P 22K Plug-on Arc Fault Brkr | E
QO120VH | Loadcenters and Panels | 16.49 | 15% | 18.96 | 0.25 | Square D | 20A-1P 240V 22K Plug-on Brkr | E
QO120M100 | Loadcenters and Panels | 86.73 | 15% | 99.74 | 2.875 | Square D | 100A-20Sp 240V 1Ph MCB LoadCenter | E
QO120L125G | Loadcenters and Panels | 54.33 | 15% | 62.48 | 2.875 | Square D | 125A-20Sp 240V 1Ph MLO LoadCenter | E
QO120HID | Loadcenters and Panels | 7.62 | 15% | 8.76 | 0.25 | Square D | 20A-1P 240V 10K Plug-on HID Brkr | E
QO120GFI | Loadcenters and Panels | 46.96 | 15% | 54 | 0.25 | Square D | 20A-1P 240V 10K Plug-on GFI Brkr | E
QO120CAFI | Loadcenters and Panels | 35.25 | 15% | 40.54 | 0.25 | Square D | 20A-1P 10K Plug-on Arc Fault Brkr | E
QO120 | Loadcenters and Panels | 4.26 | 15% | 4.9 | 0.25 | Square D | 20A-1P 240V 10K Plug-on Brkr | E
QO116M100 | Loadcenters and Panels | 75.93 | 15% | 87.32 | 2.875 | Square D | 100A-16Sp 240V 1Ph MCB LoadCenter | E
QO116L125G | Loadcenters and Panels | 51.03 | 15% | 58.68 | 2.875 | Square D | 125A-16Sp 240V 1Ph MLO LoadCenter | E
QO115VHGFI | Loadcenters and Panels | 89.88 | 15% | 103.36 | 0.25 | Square D | 15A-1P 240V 22K Plug-on GFI Brkr | E
QO115VHCAFI | Loadcenters and Panels | 90.78 | 15% | 104.4 | 0.25 | Square D | 15A-1P 22K Plug-on Arc Fault Brkr | E
QO115VH | Loadcenters and Panels | 16.49 | 15% | 18.96 | 0.25 | Square D | 15A-1P 240V 22K Plug-on Brkr | E
QO115HID | Loadcenters and Panels | 7.62 | 15% | 8.76 | 0.25 | Square D | 15A-1P 240V 10K Plug-on HID Brkr | E
QO115GFI | Loadcenters and Panels | 46.96 | 15% | 54 | 0.25 | Square D | 15A-1P 240V 10K Plug-on GFI Brkr | E
QO115CAFI | Loadcenters and Panels | 35.25 | 15% | 40.54 | 0.25 | Square D | 15A-1P 10K Plug-on Arc Fault Brkr | E
QO115 | Loadcenters and Panels | 4.26 | 15% | 4.9 | 0.25 | Square D | 15A-1P 240V 10K Plug-on Brkr | E
QO112M100 | Loadcenters and Panels | 67.83 | 15% | 78 | 2.875 | Square D | 100A-12Sp 240V 1Ph MCB LoadCenter | E
QO112L200RBG | Loadcenters and Panels | 96 | 15% | 110.4 | 3.5 | Square D | 200A-12Sp 240V 1Ph MLO LoadCntr-WP | E
QO112L200G | Loadcenters and Panels | 70.5 | 15% | 81.08 | 3.5 | Square D | 200A-12Sp 240V 1Ph MLO LoadCenter | E
QO112L125GRB | Loadcenters and Panels | 57 | 15% | 65.55 | 2.875 | Square D | 125A-12Sp 240V 1Ph MLO LoadCntr-WP | E
QO112L125G | Loadcenters and Panels | 39.33 | 15% | 45.23 | 2.875 | Square D | 125A-12Sp 240V 1Ph MLO LoadCenter | E
QO110 | Loadcenters and Panels | 4.26 | 15% | 4.9 | 0.25 | Square D | 10A-1P 240V 10K Plug-on Brkr | E
QMB6090-6 | Loadcenters and Panels | 1561.6 | 15% | 1795.84 | 20 | Square D | 600A-60" 600V MLO Fusible Panel | E
QMB6081-2 | Loadcenters and Panels | 1241.6 | 15% | 1427.84 | 15 | Square D | 225A-60" 600V MLO Fusible Panel | E
QMB4590-8 | Loadcenters and Panels | 1404.8 | 15% | 1615.52 | 22.5 | Square D | 800A-45" 600V MLO Fusible Panel | E
QMB4590-366M | Loadcenters and Panels | 3961.6 | 15% | 4555.84 | 17.5 | Square D | 600A-45" 600V Main Sw Fusible Panel | E
QMB4590-365M | Loadcenters and Panels | 3316.8 | 15% | 3814.32 | 15 | Square D | 400A-45" 600V Main Sw Fusible Panel | E
QMB4590-326M | Loadcenters and Panels | 3710.4 | 15% | 4266.96 | 17.5 | Square D | 600A-45" 240V Main Sw Fusible Panel | E
QMB4590-325M | Loadcenters and Panels | 2633.6 | 15% | 3028.64 | 15 | Square D | 400A-45" 240V Main Sw Fusible Panel | E
QMB4590-12 | Loadcenters and Panels | 1616 | 15% | 1858.4 | 27.5 | Square D | 1200A-45" 600V MLO Fusible Panel | E
QMB4581-4 | Loadcenters and Panels | 1033.6 | 15% | 1188.64 | 15 | Square D | 400A-45" 600V MLO Fusible Panel | E
QMB4575-6 | Loadcenters and Panels | 1155.2 | 15% | 1328.48 | 17.5 | Square D | 600A-45" 600V MLO Fusible Panel | E
QMB4566-2 | Loadcenters and Panels | 904 | 15% | 1039.6 | 12.5 | Square D | 225A-45" 600V MLO Fusible Panel | E
QMB367W | Loadcenters and Panels | 3399.2 | 15% | 3909.08 | 5.25 | Square D | 800A 600V-3P Branch Sw Unit | E
QMB366W | Loadcenters and Panels | 1885.8 | 15% | 2168.67 | 4.125 | Square D | 600A 600V-3P Branch Sw Unit | E
QMB3666-364M | Loadcenters and Panels | 1632 | 15% | 1876.8 | 10 | Square D | 200A-36" 600V Main Sw Fusible Panel | E
QMB3666-324M | Loadcenters and Panels | 1393.6 | 15% | 1602.64 | 10 | Square D | 200A-36" 240V Main Sw Fusible Panel | E
QMB365W | Loadcenters and Panels | 1524.6 | 15% | 1753.29 | 1.875 | Square D | 400A 600V-3P Branch Sw Unit | E
QMB364W | Loadcenters and Panels | 646.8 | 15% | 743.82 | 1.25 | Square D | 200A 600V-3P Branch Sw Unit | E
QMB363T32W | Loadcenters and Panels | 548.8 | 15% | 631.12 | 1.25 | Square D | 100A/60A 600V-3P Branch Sw Unit | E
QMB363T31W | Loadcenters and Panels | 548.8 | 15% | 631.12 | 1.25 | Square D | 100A/30A 600V-3P Branch Sw Unit | E
QMB362TW | Loadcenters and Panels | 347.2 | 15% | 399.28 | 0.625 | Square D | 60A/60A 600V-3P Branch Sw Unit | E
QMB362T21W | Loadcenters and Panels | 347.2 | 15% | 399.28 | 0.625 | Square D | 60A/30A 600V-3P Branch Sw Unit | E
QMB362HW | Loadcenters and Panels | 240.8 | 15% | 276.92 | 0.625 | Square D | 60A/Blank 600V-3P Branch Sw Unit | E
QMB361TW | Loadcenters and Panels | 347.2 | 15% | 399.28 | 0.625 | Square D | 30A/30A 600V-3P Branch Sw Unit | E
QMB361HW | Loadcenters and Panels | 242.2 | 15% | 278.53 | 0.625 | Square D | 30A/Blank 600V-3P Branch Sw Unit | E
QMB327WT3 | Loadcenters and Panels | 3399.2 | 15% | 3909.08 | 5.25 | Square D | 800A 240V-3P Branch Sw Unit | E
QMB326W | Loadcenters and Panels | 1750 | 15% | 2012.5 | 4.125 | Square D | 600A 240V-3P Branch Sw Unit | E
QMB325W | Loadcenters and Panels | 1198.4 | 15% | 1378.16 | 1.875 | Square D | 400A 240V-3P Branch Sw Unit | E
QMB324W | Loadcenters and Panels | 469 | 15% | 539.35 | 1.25 | Square D | 200A 240V-3P Branch Sw Unit | E
QMB323TW | Loadcenters and Panels | 354.2 | 15% | 407.33 | 1.25 | Square D | 100A/100A 240V-3P Branch Sw Unit | E
QMB323HW | Loadcenters and Panels | 246.4 | 15% | 283.36 | 1.25 | Square D | 100A/Blank 240V-3P Branch Sw Unit | E
QMB322TW | Loadcenters and Panels | 232.4 | 15% | 267.26 | 0.625 | Square D | 60A/60A 240V-3P Branch Sw Unit | E
QMB322HW | Loadcenters and Panels | 165.2 | 15% | 189.98 | 0.625 | Square D | 60A/Blank 240V-3P Branch Sw Unit | E
QMB321TW | Loadcenters and Panels | 232.4 | 15% | 267.26 | 0.625 | Square D | 30A/30A 240V-3P Branch Sw Unit | E
QMB321HW | Loadcenters and Panels | 165.2 | 15% | 189.98 | 0.625 | Square D | 30A/Blank 240V-3P Branch Sw Unit | E
QMB3075-8 | Loadcenters and Panels | 1160 | 15% | 1334 | 20 | Square D | 800A-15" 600V MLO Fusible Panel | E
QMB3075-365M | Loadcenters and Panels | 3080 | 15% | 3542 | 12.5 | Square D | 400A-30" 600V Main Sw Fusible Panel | E
QMB3075-325M | Loadcenters and Panels | 2908.8 | 15% | 3345.12 | 12.5 | Square D | 400A-30" 240V Main Sw Fusible Panel | E
QMB3075-12 | Loadcenters and Panels | 1318.4 | 15% | 1516.16 | 25 | Square D | 1200A-30" 600V MLO Fusible Panel | E
QMB3066-4 | Loadcenters and Panels | 988.8 | 15% | 1137.12 | 12.5 | Square D | 400A-30" 600V MLO Fusible Panel | E
QMB3060-6 | Loadcenters and Panels | 1041.6 | 15% | 1197.84 | 15 | Square D | 600A-30" 600V MLO Fusible Panel | E
QMB3051-2 | Loadcenters and Panels | 808 | 15% | 929.2 | 10 | Square D | 225A-30" 600V MLO Fusible Panel | E
QMB264W | Loadcenters and Panels | 501.2 | 15% | 576.38 | 1.25 | Square D | 200A 600V-2P Branch Sw Unit | E
QMB263TW | Loadcenters and Panels | 431.2 | 15% | 495.88 | 1.25 | Square D | 100A/100A 600V-2P Branch Sw Unit | E
QMB263HW | Loadcenters and Panels | 305.2 | 15% | 350.98 | 1.25 | Square D | 100A/Blank 600V-2P Branch Sw Unit | E
QMB262TW | Loadcenters and Panels | 294 | 15% | 338.1 | 0.625 | Square D | 60A/60A 600V-2P Branch Sw Unit | E
QMB262HW | Loadcenters and Panels | 207.2 | 15% | 238.28 | 0.625 | Square D | 60A/Blank 600V-2P Branch Sw Unit | E
QMB261TW | Loadcenters and Panels | 294 | 15% | 338.1 | 0.625 | Square D | 30A/30A 600V-2P Branch Sw Unit | E
QMB261HW | Loadcenters and Panels | 197.4 | 15% | 227.01 | 0.625 | Square D | 30A/Blank 600V-2P Branch Sw Unit | E
QMB225W | Loadcenters and Panels | 861 | 15% | 990.15 | 1.875 | Square D | 400A 240V-2P Branch Sw Unit | E
QMB224W | Loadcenters and Panels | 336 | 15% | 386.4 | 1.25 | Square D | 200A 240V-2P Branch Sw Unit | E
QMB223TW | Loadcenters and Panels | 277.2 | 15% | 318.78 | 1.25 | Square D | 100A/100A 240V-2P Branch Sw Unit | E
QMB223HW | Loadcenters and Panels | 175 | 15% | 201.25 | 1.25 | Square D | 100A/Blank 240V-2P Branch Sw Unit | E
QMB222TW | Loadcenters and Panels | 170.8 | 15% | 196.42 | 0.625 | Square D | 60A/60A 240V-2P Branch Sw Unit | E
QMB222HW | Loadcenters and Panels | 119 | 15% | 136.85 | 0.625 | Square D | 60A/Blank 240V-2P Branch Sw Unit | E
QMB221TW | Loadcenters and Panels | 170.8 | 15% | 196.42 | 0.625 | Square D | 30A/30A 240V-2P Branch Sw Unit | E
QMB221HW | Loadcenters and Panels | 119 | 15% | 136.85 | 0.625 | Square D | 30A/Blank 240V-2P Branch Sw Unit | E
QMB1536-2 | Loadcenters and Panels | 688 | 15% | 791.2 | 7.5 | Square D | 225A-15" 600V MLO Fusible Panel | E
QHB330 | Loadcenters and Panels | 141 | 15% | 162.15 | 0.5 | Square D | 30A-3P 240V 65K Bolt-on Brkr | E
QHB325 | Loadcenters and Panels | 141 | 15% | 162.15 | 0.5 | Square D | 25A-3P 240V 65K Bolt-on Brkr | E
QHB320 | Loadcenters and Panels | 141 | 15% | 162.15 | 0.5 | Square D | 20A-3P 240V 65K Bolt-on Brkr | E
QHB315 | Loadcenters and Panels | 141 | 15% | 162.15 | 0.5 | Square D | 15A-3P 240V 65K Bolt-on Brkr | E
QHB230 | Loadcenters and Panels | 81.07 | 15% | 93.23 | 0.4375 | Square D | 30A-2P 240V 65K Bolt-on Brkr | E
QHB225 | Loadcenters and Panels | 81.07 | 15% | 93.23 | 0.4375 | Square D | 25A-2P 240V 65K Bolt-on Brkr | E
QHB220 | Loadcenters and Panels | 81.07 | 15% | 93.23 | 0.4375 | Square D | 20A-2P 240V 65K Bolt-on Brkr | E
QHB215 | Loadcenters and Panels | 81.07 | 15% | 93.23 | 0.4375 | Square D | 15A-2P 240V 65K Bolt-on Brkr | E
QHB130 | Loadcenters and Panels | 29.37 | 15% | 33.78 | 0.3125 | Square D | 30A-1P 240V 65K Bolt-on Brkr | E
QHB125 | Loadcenters and Panels | 29.37 | 15% | 33.78 | 0.3125 | Square D | 25A-1P 240V 65K Bolt-on Brkr | E
QHB120 | Loadcenters and Panels | 29.37 | 15% | 33.78 | 0.3125 | Square D | 20A-1P 240V 65K Bolt-on Brkr | E
QHB115 | Loadcenters and Panels | 29.37 | 15% | 33.78 | 0.3125 | Square D | 15A-1P 240V 65K Bolt-on Brkr | E
QH330 | Loadcenters and Panels | 108.16 | 15% | 124.38 | 0.4375 | Square D | 30A-3P 240V 65K Plug-on Brkr | E
QH325 | Loadcenters and Panels | 108.16 | 15% | 124.38 | 0.4375 | Square D | 25A-3P 240V 65K Plug-on Brkr | E
QH320 | Loadcenters and Panels | 108.16 | 15% | 124.38 | 0.4375 | Square D | 20A-3P 240V 65K Plug-on Brkr | E
QH315 | Loadcenters and Panels | 108.16 | 15% | 124.38 | 0.4375 | Square D | 15A-3P 240V 65K Plug-on Brkr | E
QH230 | Loadcenters and Panels | 62.4 | 15% | 71.76 | 0.375 | Square D | 30A-2P 240V 65K Plug-on Brkr | E
QH225 | Loadcenters and Panels | 62.4 | 15% | 71.76 | 0.375 | Square D | 25A-2P 240V 65K Plug-on Brkr | E
QH220 | Loadcenters and Panels | 62.4 | 15% | 71.76 | 0.375 | Square D | 20A-2P 240V 65K Plug-on Brkr | E
QH215 | Loadcenters and Panels | 62.4 | 15% | 71.76 | 0.375 | Square D | 15A-2P 240V 65K Plug-on Brkr | E
QH130 | Loadcenters and Panels | 24.96 | 15% | 28.7 | 0.25 | Square D | 30A-1P 240V 65K Plug-on Brkr | E
QH125 | Loadcenters and Panels | 24.96 | 15% | 28.7 | 0.25 | Square D | 25A-1P 240V 65K Plug-on Brkr | E
QH120 | Loadcenters and Panels | 24.96 | 15% | 28.7 | 0.25 | Square D | 20A-1P 240V 65K Plug-on Brkr | E
QH115 | Loadcenters and Panels | 24.96 | 15% | 28.7 | 0.25 | Square D | 15A-1P 240V 65K Plug-on Brkr | E
PGA36120 | Loadcenters and Panels | 2824.8 | 15% | 3248.52 | 7.125 | Square D | 1200A-3P 600V 1200A Frame H/I Brkr | E
PGA36100 | Loadcenters and Panels | 2083.2 | 15% | 2395.68 | 7.125 | Square D | 1000A-3P 600V 1200A Frame H/I Brkr | E
PGA36080 | Loadcenters and Panels | 1905.6 | 15% | 2191.44 | 3.375 | Square D | 800A-3P 600V 1200A Frame H/I Brkr | E
PGA36060 | Loadcenters and Panels | 1743.6 | 15% | 2005.14 | 3.375 | Square D | 600A-3P 600V 1200A Frame H/I Brkr | E
PGA26120 | Loadcenters and Panels | 2616 | 15% | 3008.4 | 5.25 | Square D | 1200A-2P 600V 1200A Frame H/I Brkr | E
PGA26100 | Loadcenters and Panels | 1941.6 | 15% | 2232.84 | 5.25 | Square D | 1000A-2P 600V 1200A Frame H/I Brkr | E
PGA26080 | Loadcenters and Panels | 1764 | 15% | 2028.6 | 2.125 | Square D | 800A-2P 600V 1200A Frame H/I Brkr | E
PGA2060 | Loadcenters and Panels | 1602 | 15% | 1842.3 | 2.125 | Square D | 600A-2P 600V 1200A Frame H/I Brkr | E
NQOD424M100 | Loadcenters and Panels | 338.19 | 15% | 388.92 | 3.75 | Square D | 100A-24P 240V 3Ph MCB Panel | E
NQOD424L100 | Loadcenters and Panels | 411.64 | 15% | 473.39 | 3.75 | Square D | 100A-24P 240V 3Ph MLO Panel-3R | E
NQ84L6C | Loadcenters and Panels | 438.46 | 15% | 504.23 | 6.25 | Square D | 600A-84P 240V 1Ph MLO Panel | E
NQ84L4C | Loadcenters and Panels | 694.76 | 15% | 798.97 | 5 | Square D | 400A-84P 240V 1Ph MLO Panel-3R | E
NQ72L2 | Loadcenters and Panels | 322.3 | 15% | 370.65 | 4.125 | Square D | 225A-72P 240V 1Ph MLO Panel | E
NQ54L4 | Loadcenters and Panels | 394.9 | 15% | 454.14 | 5 | Square D | 400A-54P 240V 1Ph MLO Panel | E
NQ484L6C | Loadcenters and Panels | 480.7 | 15% | 552.81 | 7.5 | Square D | 600A-84P 240V 3Ph MLO Panel | E
NQ454L4 | Loadcenters and Panels | 435.38 | 15% | 500.69 | 5.5 | Square D | 400A-54P 240V 3Ph MLO Panel | E
NQ454L2 | Loadcenters and Panels | 336.82 | 15% | 387.34 | 4.375 | Square D | 225A-54P 240V 3Ph MLO Panel | E
NQ442L6C | Loadcenters and Panels | 449.02 | 15% | 516.37 | 7.5 | Square D | 600A-42P 240V 3Ph MLO Panel | E
NQ442L4 | Loadcenters and Panels | 408.54 | 15% | 469.82 | 5.5 | Square D | 400A-42P 240V 3Ph MLO Panel | E
NQ442L2 | Loadcenters and Panels | 307.12 | 15% | 353.19 | 4.375 | Square D | 225A-42P 240V 3Ph MLO Panel | E
NQ430L6C | Loadcenters and Panels | 427.46 | 15% | 491.58 | 7.5 | Square D | 600A-30P 240V 3Ph MLO Panel | E
NQ430L4 | Loadcenters and Panels | 382.36 | 15% | 439.71 | 5.5 | Square D | 400A-30P 240V 3Ph MLO Panel | E
NQ430L2 | Loadcenters and Panels | 267.52 | 15% | 307.65 | 4.375 | Square D | 225A-30P 240V 3Ph MLO Panel | E
NQ430L1 | Loadcenters and Panels | 247.72 | 15% | 284.88 | 3.75 | Square D | 100A-30P 240V 3Ph MLO Panel | E
NQ42L6C | Loadcenters and Panels | 411.62 | 15% | 473.36 | 6.25 | Square D | 600A-42P 240V 1Ph MLO Panel | E
NQ42L4 | Loadcenters and Panels | 374.22 | 15% | 430.35 | 5 | Square D | 400A-42P 240V 1Ph MLO Panel | E
NQ42L2 | Loadcenters and Panels | 287.1 | 15% | 330.17 | 4.125 | Square D | 225A-42P 240V 1Ph MLO Panel | E
NQ418L1 | Loadcenters and Panels | 204.38 | 15% | 235.04 | 3.75 | Square D | 100A-18P 240V 3Ph MLO Panel | E
NQ30L6C | Loadcenters and Panels | 386.76 | 15% | 444.77 | 6.25 | Square D | 600A-30P 240V 1Ph MLO Panel | E
NQ30L4 | Loadcenters and Panels | 346.94 | 15% | 398.98 | 5 | Square D | 400A-30P 240V 1Ph MLO Panel | E
NQ30L2 | Loadcenters and Panels | 251.24 | 15% | 288.93 | 4.125 | Square D | 225A-30P 240V 1Ph MLO Panel | E
NQ30L1 | Loadcenters and Panels | 196.02 | 15% | 225.42 | 3.5 | Square D | 100A-30P 240V 1Ph MLO Panel | E
NQ18L1 | Loadcenters and Panels | 184.58 | 15% | 212.27 | 3.5 | Square D | 100A-18P 240V 1Ph MLO Panel | E
NF466L4 | Loadcenters and Panels | 1355.2 | 15% | 1558.48 | 6.25 | Square D | 400A-66P 480V 3Ph MCB Panel-N1 | E
NF466L2 | Loadcenters and Panels | 849.75 | 15% | 977.21 | 5 | Square D | 250A-66P 480V 3Ph MCB Panel-N1 | E
NF442L6C | Loadcenters and Panels | 899.8 | 15% | 1034.77 | 7.5 | Square D | 600A-42P 480V 3Ph MLO Panel-N1 | E
NF442L4 | Loadcenters and Panels | 786.5 | 15% | 904.48 | 6.25 | Square D | 400A-42P 480V 3Ph MLO Panel-N1 | E
NF442L2 | Loadcenters and Panels | 702.9 | 15% | 808.34 | 5 | Square D | 250A-42P 480V 3Ph MLO Panel-N1 | E
NF432L2 | Loadcenters and Panels | 1234.2 | 15% | 1419.33 | 5 | Square D | 250A-32P 480V 3Ph MCB Panel-N3R | E
NF430L4 | Loadcenters and Panels | 728.2 | 15% | 837.43 | 6.25 | Square D | 400A-30P 480V 3Ph MLO Panel-N1 | E
NF430L2 | Loadcenters and Panels | 634.7 | 15% | 729.91 | 5 | Square D | 250A-30P 480V 3Ph MLO Panel-N1 | E
NF430L1 | Loadcenters and Panels | 530.2 | 15% | 609.73 | 4.375 | Square D | 125A-30P 480V 3Ph MLO Panel-N1 | E
NF418L1 | Loadcenters and Panels | 453.2 | 15% | 521.18 | 4.375 | Square D | 125A-18P 480V 3Ph MLO Panel-N1 | E
NF412L1 | Loadcenters and Panels | 353.92 | 15% | 407.01 | 4.375 | Square D | 125A-12P 480V 3Ph MLO Panel-N1 | E
NEHB30450-4 | Loadcenters and Panels | 1193.06 | 15% | 1372.02 | 6.25 | Square D | 300A-30P 480V 3Ph MCB Panel-N1 | E
NA36900 | Loadcenters and Panels | 5715 | 15% | 6572.25 | 7.125 | Square D | 900A-3P 600V 1200A Frame H/I Brkr | E
NA36700 | Loadcenters and Panels | 5715 | 15% | 6572.25 | 3.375 | Square D | 700A-3P 600V 1200A Frame H/I Brkr | E
NA26900 | Loadcenters and Panels | 6397.6 | 15% | 7357.24 | 5.25 | Square D | 900A-2P 600V 1200A Frame H/I Brkr | E
NA26700 | Loadcenters and Panels | 6397.6 | 15% | 7357.24 | 2.125 | Square D | 700A-2P 600V 1200A Frame H/I Brkr | E
MH36800 | Loadcenters and Panels | 3031.2 | 15% | 3485.88 | 3.375 | Square D | 800A-3P 600V 800A Frame H/I Brkr | E
MH36700 | Loadcenters and Panels | 3031.2 | 15% | 3485.88 | 3.375 | Square D | 700A-3P 600V 800A Frame H/I Brkr | E
MH36600 | Loadcenters and Panels | 2383.2 | 15% | 2740.68 | 3.375 | Square D | 600A-3P 600V 800A Frame H/I Brkr | E
MH36500 | Loadcenters and Panels | 2383.2 | 15% | 2740.68 | 3.375 | Square D | 500A-3P 600V 800A Frame H/I Brkr | E
MH36450 | Loadcenters and Panels | 2383.2 | 15% | 2740.68 | 2.25 | Square D | 450A-3P 600V 800A Frame H/I Brkr | E
MH36400 | Loadcenters and Panels | 2383.2 | 15% | 2740.68 | 1.125 | Square D | 400A-3P 600V 800A Frame H/I Brkr | E
MH36350 | Loadcenters and Panels | 2383.2 | 15% | 2740.68 | 1.125 | Square D | 350A-3P 600V 800A Frame H/I Brkr | E
MH36300 | Loadcenters and Panels | 2383.2 | 15% | 2740.68 | 1.125 | Square D | 300A-2P 600V 800A Frame H/I Brkr | E
MH26800 | Loadcenters and Panels | 2424 | 15% | 2787.6 | 2.125 | Square D | 800A-2P 600V 800A Frame H/I Brkr | E
MH26700 | Loadcenters and Panels | 2424 | 15% | 2787.6 | 2.125 | Square D | 700A-2P 600V 800A Frame H/I Brkr | E
MH26600 | Loadcenters and Panels | 1980 | 15% | 2277 | 2.125 | Square D | 600A-2P 600V 800A Frame H/I Brkr | E
MH26500 | Loadcenters and Panels | 1980 | 15% | 2277 | 2.125 | Square D | 500A-2P 600V 800A Frame H/I Brkr | E
MH26450 | Loadcenters and Panels | 1980 | 15% | 2277 | 1.5 | Square D | 450A-2P 600V 800A Frame H/I Brkr | E
MH26400 | Loadcenters and Panels | 1980 | 15% | 2277 | 0.875 | Square D | 400A-2P 600V 800A Frame H/I Brkr | E
MH26350 | Loadcenters and Panels | 1980 | 15% | 2277 | 0.875 | Square D | 350A-2P 600V 800A Frame H/I Brkr | E
MH26300 | Loadcenters and Panels | 1980 | 15% | 2277 | 0.875 | Square D | 300A-2P 600V 800A Frame H/I Brkr | E
MA36800 | Loadcenters and Panels | 2546.4 | 15% | 2928.36 | 3.375 | Square D | 800A-3P 600V 800A Frame S/I Brkr | E
MA36700 | Loadcenters and Panels | 2546.4 | 15% | 2928.36 | 3.375 | Square D | 700A-3P 600V 800A Frame S/I Brkr | E
MA36600 | Loadcenters and Panels | 1960.8 | 15% | 2254.92 | 3.375 | Square D | 600A-3P 600V 800A Frame S/I Brkr | E
MA36500 | Loadcenters and Panels | 1960.8 | 15% | 2254.92 | 3.375 | Square D | 500A-3P 600V 800A Frame S/I Brkr | E
MA36450 | Loadcenters and Panels | 1960.8 | 15% | 2254.92 | 2.25 | Square D | 450A-3P 600V 800A Frame S/I Brkr | E
MA36400 | Loadcenters and Panels | 1960.8 | 15% | 2254.92 | 1.125 | Square D | 400A-3P 600V 800A Frame S/I Brkr | E
MA36350 | Loadcenters and Panels | 1960.8 | 15% | 2254.92 | 1.125 | Square D | 350A-3P 600V 800A Frame S/I Brkr | E
MA36300 | Loadcenters and Panels | 1960.8 | 15% | 2254.92 | 1.125 | Square D | 300A-3P 600V 800A Frame S/I Brkr | E
MA26800 | Loadcenters and Panels | 2008.8 | 15% | 2310.12 | 2.125 | Square D | 800A-2P 600V 800A Frame S/I Brkr | E
MA26700 | Loadcenters and Panels | 2008.8 | 15% | 2310.12 | 2.125 | Square D | 700A-2P 600V 800A Frame S/I Brkr | E
MA26600 | Loadcenters and Panels | 1592.4 | 15% | 1831.26 | 2.125 | Square D | 600A-2P 600V 800A Frame S/I Brkr | E
MA26500 | Loadcenters and Panels | 1592.4 | 15% | 1831.26 | 2.125 | Square D | 500A-2P 600V 800A Frame S/I Brkr | E
MA26450 | Loadcenters and Panels | 1592.4 | 15% | 1831.26 | 1.5 | Square D | 450A-2P 600V 800A Frame S/I Brkr | E
MA26400 | Loadcenters and Panels | 1592.4 | 15% | 1831.26 | 0.875 | Square D | 400A-2P 600V 800A Frame S/I Brkr | E
MA26350 | Loadcenters and Panels | 1592.4 | 15% | 1831.26 | 0.875 | Square D | 350A-2P 600V 800A Frame S/I Brkr | E
MA26300 | Loadcenters and Panels | 1592.4 | 15% | 1831.26 | 0.875 | Square D | 300A-2P 600V 800A Frame S/I Brkr | E
LI36600 | Loadcenters and Panels | 3720 | 15% | 4278 | 3.375 | Square D | 600A-3P 600A Frame Limiting Brkr | E
LI36500 | Loadcenters and Panels | 3720 | 15% | 4278 | 3.375 | Square D | 500A-3P 600A Frame Limiting Brkr | E
LI36450 | Loadcenters and Panels | 3720 | 15% | 4278 | 2.25 | Square D | 450A-3P 600A Frame Limiting Brkr | E
LI36400 | Loadcenters and Panels | 2562 | 15% | 2946.3 | 1.125 | Square D | 400A-3P 400A Frame Limiting Brkr | E
LI36350 | Loadcenters and Panels | 2562 | 15% | 2946.3 | 1.125 | Square D | 350A-3P 400A Frame Limiting Brkr | E
LI36300 | Loadcenters and Panels | 2562 | 15% | 2946.3 | 1.125 | Square D | 300A-3P 400A Frame Limiting Brkr | E
LI26600 | Loadcenters and Panels | 3348 | 15% | 3850.2 | 2.125 | Square D | 600A-2P 600A Frame Limiting Brkr | E
LI26500 | Loadcenters and Panels | 3348 | 15% | 3850.2 | 2.125 | Square D | 500A-2P 600A Frame Limiting Brkr | E
LI26450 | Loadcenters and Panels | 3348 | 15% | 3850.2 | 1.5 | Square D | 450A-2P 600A Frame Limiting Brkr | E
LI26400 | Loadcenters and Panels | 2295.6 | 15% | 2639.94 | 0.875 | Square D | 400A-2P 400A Frame Limiting Brkr | E
LI26350 | Loadcenters and Panels | 2295.6 | 15% | 2639.94 | 0.875 | Square D | 350A-2P 400A Frame Limiting Brkr | E
LI26300 | Loadcenters and Panels | 2295.6 | 15% | 2639.94 | 0.875 | Square D | 300A-2P 400A Frame Limiting Brkr | E
LH36400 | Loadcenters and Panels | 1954.8 | 15% | 2248.02 | 1.125 | Square D | 400A-3P 600V 400A Frame H/I Brkr | E
LH36350 | Loadcenters and Panels | 1954.8 | 15% | 2248.02 | 1.125 | Square D | 350A-3P 600V 400A Frame H/I Brkr | E
LH36300 | Loadcenters and Panels | 1954.8 | 15% | 2248.02 | 1.125 | Square D | 300A-3P 600V 400A Frame H/I Brkr | E
LH36250 | Loadcenters and Panels | 1954.8 | 15% | 2248.02 | 1.125 | Square D | 250A-3P 600V 400A Frame H/I Brkr | E
LH36225 | Loadcenters and Panels | 1954.8 | 15% | 2248.02 | 0.875 | Square D | 225A-3P 600V 400A Frame H/I Brkr | E
LH36200 | Loadcenters and Panels | 1954.8 | 15% | 2248.02 | 0.875 | Square D | 200A-3P 600V 400A Frame H/I Brkr | E
LH36175 | Loadcenters and Panels | 1954.8 | 15% | 2248.02 | 0.875 | Square D | 175A-3P 600V 400A Frame H/I Brkr | E
LH36150 | Loadcenters and Panels | 1954.8 | 15% | 2248.02 | 0.875 | Square D | 150A-3P 600V 400A Frame H/I Brkr | E
LH36125 | Loadcenters and Panels | 1954.8 | 15% | 2248.02 | 0.75 | Square D | 125A-3P 600V 400A Frame H/I Brkr | E
LH26400 | Loadcenters and Panels | 1622.4 | 15% | 1865.76 | 0.875 | Square D | 400A-2P 600V 400A Frame H/I Brkr | E
LH26350 | Loadcenters and Panels | 1622.4 | 15% | 1865.76 | 0.875 | Square D | 350A-2P 600V 400A Frame H/I Brkr | E
LH26300 | Loadcenters and Panels | 1622.4 | 15% | 1865.76 | 0.875 | Square D | 300A-2P 600V 400A Frame H/I Brkr | E
LH26250 | Loadcenters and Panels | 1622.4 | 15% | 1865.76 | 0.875 | Square D | 250A-2P 600V 400A Frame H/I Brkr | E
LH26225 | Loadcenters and Panels | 1622.4 | 15% | 1865.76 | 0.75 | Square D | 225A-2P 600V 400A Frame H/I Brkr | E
LH26200 | Loadcenters and Panels | 1622.4 | 15% | 1865.76 | 0.75 | Square D | 200A-2P 600V 400A Frame H/I Brkr | E
LH26175 | Loadcenters and Panels | 1622.4 | 15% | 1865.76 | 0.75 | Square D | 175A-2P 600V 400A Frame H/I Brkr | E
LH26150 | Loadcenters and Panels | 1622.4 | 15% | 1865.76 | 0.75 | Square D | 150A-2P 600V 400A Frame H/I Brkr | E
LH26125 | Loadcenters and Panels | 1622.4 | 15% | 1865.76 | 0.625 | Square D | 125A-2P 600V 400A Frame H/I Brkr | E
LC36600 | Loadcenters and Panels | 2318.4 | 15% | 2666.16 | 3.375 | Square D | 600A-3P 600V 600A Frame H/I Brkr | E
LC36500 | Loadcenters and Panels | 2318.4 | 15% | 2666.16 | 3.375 | Square D | 500A-3P 600V 600A Frame H/I Brkr | E
LC36450 | Loadcenters and Panels | 2318.4 | 15% | 2666.16 | 2.25 | Square D | 450A-3P 600V 600A Frame H/I Brkr | E
LC36400 | Loadcenters and Panels | 2216.4 | 15% | 2548.86 | 1.125 | Square D | 400A-3P 600V 600A Frame H/I Brkr | E
LC36350 | Loadcenters and Panels | 2216.4 | 15% | 2548.86 | 1.125 | Square D | 350A-3P 600V 600A Frame H/I Brkr | E
LC36300 | Loadcenters and Panels | 2216.4 | 15% | 2548.86 | 1.125 | Square D | 300A-3P 600V 600A Frame H/I Brkr | E
LC26600 | Loadcenters and Panels | 1994.4 | 15% | 2293.56 | 2.125 | Square D | 600A-2P 600V 600A Frame H/I Brkr | E
LC26500 | Loadcenters and Panels | 1994.4 | 15% | 2293.56 | 2.125 | Square D | 500A-2P 600V 600A Frame H/I Brkr | E
LC26450 | Loadcenters and Panels | 1994.4 | 15% | 2293.56 | 1.5 | Square D | 450A-2P 600V 600A Frame H/I Brkr | E
LC26400 | Loadcenters and Panels | 1994.4 | 15% | 2293.56 | 0.875 | Square D | 400A-2P 600V 600A Frame H/I Brkr | E
LC26350 | Loadcenters and Panels | 1994.4 | 15% | 2293.56 | 0.875 | Square D | 350A-2P 600V 600A Frame H/I Brkr | E
LC26300 | Loadcenters and Panels | 1994.4 | 15% | 2293.56 | 0.875 | Square D | 300A-2P 600V 600A Frame H/I Brkr | E
LA36400 | Loadcenters and Panels | 1186.8 | 15% | 1364.82 | 1.125 | Square D | 400A-3P 600V 400A Frame S/I Brkr | E
LA36350 | Loadcenters and Panels | 1186.8 | 15% | 1364.82 | 1.125 | Square D | 350A-3P 600V 400A Frame S/I Brkr | E
LA36300 | Loadcenters and Panels | 1186.8 | 15% | 1364.82 | 1.125 | Square D | 300A-3P 600V 400A Frame S/I Brkr | E
LA36250 | Loadcenters and Panels | 1186.8 | 15% | 1364.82 | 1.125 | Square D | 250A-3P 600V 400A Frame S/I Brkr | E
LA36225 | Loadcenters and Panels | 1186.8 | 15% | 1364.82 | 0.875 | Square D | 225A-3P 600V 400A Frame S/I Brkr | E
LA36200 | Loadcenters and Panels | 1186.8 | 15% | 1364.82 | 0.875 | Square D | 200A-3P 600V 400A Frame S/I Brkr | E
LA36175 | Loadcenters and Panels | 1186.8 | 15% | 1364.82 | 0.875 | Square D | 175A-3P 600V 400A Frame S/I Brkr | E
LA36150 | Loadcenters and Panels | 1186.8 | 15% | 1364.82 | 0.875 | Square D | 150A-3P 600V 400A Frame S/I Brkr | E
LA36125 | Loadcenters and Panels | 1186.8 | 15% | 1364.82 | 0.75 | Square D | 125A-3P 600V 400A Frame S/I Brkr | E
LA26400 | Loadcenters and Panels | 973.2 | 15% | 1119.18 | 0.875 | Square D | 400A-2P 600V 400A Frame S/I Brkr | E
LA26350 | Loadcenters and Panels | 973.2 | 15% | 1119.18 | 0.875 | Square D | 350A-2P 600V 400A Frame S/I Brkr | E
LA26300 | Loadcenters and Panels | 973.2 | 15% | 1119.18 | 0.875 | Square D | 300A-2P 600V 400A Frame S/I Brkr | E
LA26250 | Loadcenters and Panels | 973.2 | 15% | 1119.18 | 0.875 | Square D | 250A-2P 600V 400A Frame S/I Brkr | E
LA26225 | Loadcenters and Panels | 973.2 | 15% | 1119.18 | 0.75 | Square D | 225A-2P 600V 400A Frame S/I Brkr | E
LA26200 | Loadcenters and Panels | 973.2 | 15% | 1119.18 | 0.75 | Square D | 200A-2P 600V 400A Frame S/I Brkr | E
LA26175 | Loadcenters and Panels | 973.2 | 15% | 1119.18 | 0.75 | Square D | 175A-2P 600V 400A Frame S/I Brkr | E
LA26150 | Loadcenters and Panels | 973.2 | 15% | 1119.18 | 0.75 | Square D | 150A-2P 600V 400A Frame S/I Brkr | E
LA26125 | Loadcenters and Panels | 973.2 | 15% | 1119.18 | 0.625 | Square D | 125A-2P 600V 400A Frame S/I Brkr | E
KI36250 | Loadcenters and Panels | 2224.8 | 15% | 2558.52 | 1.125 | Square D | 250A-3P 250A Frame Limiting Brkr | E
KI36225 | Loadcenters and Panels | 2010 | 15% | 2311.5 | 0.875 | Square D | 225A-3P 250A Frame Limiting Brkr | E
KI36200 | Loadcenters and Panels | 2010 | 15% | 2311.5 | 0.875 | Square D | 200A-3P 250A Frame Limiting Brkr | E
KI36175 | Loadcenters and Panels | 2010 | 15% | 2311.5 | 0.875 | Square D | 175A-3P 250A Frame Limiting Brkr | E
KI36150 | Loadcenters and Panels | 2010 | 15% | 2311.5 | 0.875 | Square D | 150A-3P 250A Frame Limiting Brkr | E
KI36125 | Loadcenters and Panels | 2010 | 15% | 2311.5 | 0.75 | Square D | 125A-3P 250A Frame Limiting Brkr | E
KI36110 | Loadcenters and Panels | 2010 | 15% | 2311.5 | 0.75 | Square D | 110A-3P 250A Frame Limiting Brkr | E
KI26250 | Loadcenters and Panels | 1849.2 | 15% | 2126.58 | 0.875 | Square D | 250A-2P 250A Frame Limiting Brkr | E
KI26225 | Loadcenters and Panels | 1592.4 | 15% | 1831.26 | 0.75 | Square D | 225A-2P 250A Frame Limiting Brkr | E
KI26200 | Loadcenters and Panels | 1592.4 | 15% | 1831.26 | 0.75 | Square D | 200A-2P 250A Frame Limiting Brkr | E
KI26175 | Loadcenters and Panels | 1592.4 | 15% | 1831.26 | 0.75 | Square D | 175A-2P 250A Frame Limiting Brkr | E
KI26150 | Loadcenters and Panels | 1592.4 | 15% | 1831.26 | 0.75 | Square D | 150A-2P 250A Frame Limiting Brkr | E
KI26125 | Loadcenters and Panels | 1592.4 | 15% | 1831.26 | 0.625 | Square D | 125A-2P 250A Frame Limiting Brkr | E
KI26110 | Loadcenters and Panels | 1592.4 | 15% | 1831.26 | 0.625 | Square D | 110A-2P 250A Frame Limiting Brkr | E
KH36250 | Loadcenters and Panels | 1532.4 | 15% | 1762.26 | 1.125 | Square D | 250A-3P 600V 250A Frame H/I Brkr | E
KH36225 | Loadcenters and Panels | 1272 | 15% | 1462.8 | 0.875 | Square D | 225A-3P 600V 250A Frame H/I Brkr | E
KH36200 | Loadcenters and Panels | 1272 | 15% | 1462.8 | 0.875 | Square D | 200A-3P 600V 250A Frame H/I Brkr | E
KH36175 | Loadcenters and Panels | 1272 | 15% | 1462.8 | 0.875 | Square D | 175A-3P 600V 250A Frame H/I Brkr | E
KH36150 | Loadcenters and Panels | 1272 | 15% | 1462.8 | 0.875 | Square D | 150A-3P 600V 250A Frame H/I Brkr | E
KH36125 | Loadcenters and Panels | 1272 | 15% | 1462.8 | 0.75 | Square D | 125A-3P 600V 250A Frame H/I Brkr | E
KH36110 | Loadcenters and Panels | 1272 | 15% | 1462.8 | 0.75 | Square D | 110A-3P 600V 250A Frame H/I Brkr | E
KH36100 | Loadcenters and Panels | 1272 | 15% | 1462.8 | 0.75 | Square D | 100A-3P 600V 250A Frame H/I Brkr | E
KH36090 | Loadcenters and Panels | 1272 | 15% | 1462.8 | 0.6875 | Square D | 90A-3P 600V 250A Frame H/I Brkr | E
KH36080 | Loadcenters and Panels | 1272 | 15% | 1462.8 | 0.6875 | Square D | 80A-3P 600V 250A Frame H/I Brkr | E
KH36070 | Loadcenters and Panels | 1272 | 15% | 1462.8 | 0.5625 | Square D | 70A-3P 600V 250A Frame H/I Brkr | E
KH26250 | Loadcenters and Panels | 1272 | 15% | 1462.8 | 0.875 | Square D | 250A-2P 600V 250A Frame H/I Brkr | E
KH26225 | Loadcenters and Panels | 973.2 | 15% | 1119.18 | 0.75 | Square D | 225A-2P 600V 250A Frame H/I Brkr | E
KH26200 | Loadcenters and Panels | 973.2 | 15% | 1119.18 | 0.75 | Square D | 200A-2P 600V 250A Frame H/I Brkr | E
KH26175 | Loadcenters and Panels | 973.2 | 15% | 1119.18 | 0.75 | Square D | 175A-2P 600V 250A Frame H/I Brkr | E
KH26150 | Loadcenters and Panels | 973.2 | 15% | 1119.18 | 0.75 | Square D | 150A-2P 600V 250A Frame H/I Brkr | E
KH26125 | Loadcenters and Panels | 973.2 | 15% | 1119.18 | 0.625 | Square D | 125A-2P 600V 250A Frame H/I Brkr | E
KH26110 | Loadcenters and Panels | 973.2 | 15% | 1119.18 | 0.625 | Square D | 110A-2P 600V 250A Frame H/I Brkr | E
KH26100 | Loadcenters and Panels | 973.2 | 15% | 1119.18 | 0.625 | Square D | 100A-2P 600V 250A Frame H/I Brkr | E
KH26090 | Loadcenters and Panels | 973.2 | 15% | 1119.18 | 0.625 | Square D | 90A-2P 600V 250A Frame H/I Brkr | E
KH26080 | Loadcenters and Panels | 973.2 | 15% | 1119.18 | 0.625 | Square D | 80A-2P 600V 250A Frame H/I Brkr | E
KH26070 | Loadcenters and Panels | 973.2 | 15% | 1119.18 | 0.5 | Square D | 70A-2P 600V 250A Frame H/I Brkr | E
KA36250 | Loadcenters and Panels | 876 | 15% | 1007.4 | 1.125 | Square D | 250A-3P 600V 250A Frame S/I Brkr | E
KA36225 | Loadcenters and Panels | 524.4 | 15% | 603.06 | 0.875 | Square D | 225A-3P 600V 250A Frame S/I Brkr | E
KA36200 | Loadcenters and Panels | 524.4 | 15% | 603.06 | 0.875 | Square D | 200A-3P 600V 250A Frame S/I Brkr | E
KA36175 | Loadcenters and Panels | 524.4 | 15% | 603.06 | 0.875 | Square D | 175A-3P 600V 250A Frame S/I Brkr | E
KA36150 | Loadcenters and Panels | 524.4 | 15% | 603.06 | 0.875 | Square D | 150A-3P 600V 250A Frame S/I Brkr | E
KA36125 | Loadcenters and Panels | 524.4 | 15% | 603.06 | 0.75 | Square D | 125A-3P 600V 250A Frame S/I Brkr | E
KA36110 | Loadcenters and Panels | 524.4 | 15% | 603.06 | 0.75 | Square D | 110A-3P 600V 250A Frame S/I Brkr | E
KA36100 | Loadcenters and Panels | 524.4 | 15% | 603.06 | 0.75 | Square D | 100A-3P 600V 250A Frame S/I Brkr | E
KA36090 | Loadcenters and Panels | 524.4 | 15% | 603.06 | 0.6875 | Square D | 90A-3P 600V 250A Frame S/I Brkr | E
KA36080 | Loadcenters and Panels | 524.4 | 15% | 603.06 | 0.6875 | Square D | 80A-3P 600V 250A Frame S/I Brkr | E
KA36070 | Loadcenters and Panels | 524.4 | 15% | 603.06 | 0.5625 | Square D | 70A-3P 600V 250A Frame S/I Brkr | E
KA26250 | Loadcenters and Panels | 722.4 | 15% | 830.76 | 0.875 | Square D | 250A-2P 600V 250A Frame S/I Brkr | E
KA26225 | Loadcenters and Panels | 422.4 | 15% | 485.76 | 0.75 | Square D | 225A-2P 600V 250A Frame S/I Brkr | E
KA26200 | Loadcenters and Panels | 422.4 | 15% | 485.76 | 0.75 | Square D | 200A-2P 600V 250A Frame S/I Brkr | E
KA26175 | Loadcenters and Panels | 422.4 | 15% | 485.76 | 0.75 | Square D | 175A-2P 600V 250A Frame S/I Brkr | E
KA26150 | Loadcenters and Panels | 422.4 | 15% | 485.76 | 0.75 | Square D | 150A-2P 600V 250A Frame S/I Brkr | E
KA26125 | Loadcenters and Panels | 422.4 | 15% | 485.76 | 0.625 | Square D | 125A-2P 600V 250A Frame S/I Brkr | E
KA26110 | Loadcenters and Panels | 422.4 | 15% | 485.76 | 0.625 | Square D | 110A-2P 600V 250A Frame S/I Brkr | E
KA26100 | Loadcenters and Panels | 422.4 | 15% | 485.76 | 0.625 | Square D | 100A-2P 600V 250A Frame S/I Brkr | E
KA26090 | Loadcenters and Panels | 422.4 | 15% | 485.76 | 0.625 | Square D | 90A-2P 600V 250A Frame S/I Brkr | E
KA26080 | Loadcenters and Panels | 422.4 | 15% | 485.76 | 0.625 | Square D | 80A-2P 600V 250A Frame S/I Brkr | E
KA26070 | Loadcenters and Panels | 422.4 | 15% | 485.76 | 0.5 | Square D | 70A-2P 600V 250A Frame S/I Brkr | E
HQP3010B | Loadcenters and Panels | 20.6 | 15% | 23.69 | 0.4375 | Wesco Loadcenters | 10A-3W 240V Sw Neutral Bolt-on Brkr | E
HQP2010B | Loadcenters and Panels | 10.5 | 15% | 12.08 | 0.3125 | Wesco Loadcenters | 10A-2W 240V Sw Neutral Bolt-on Brkr | E
HOMT3020 | Loadcenters and Panels | 8.72 | 15% | 10.03 | 0.375 | Square D | 30A/20A Homeline Tandem Cct Brkr | E
HOMT3015 | Loadcenters and Panels | 8.72 | 15% | 10.03 | 0.375 | Square D | 30A/15A Homeline Tandem Cct Brkr | E
HOMT2020 | Loadcenters and Panels | 8.72 | 15% | 10.03 | 0.375 | Square D | 20A/20A Homeline Tandem Cct Brkr | E
HOMT1520 | Loadcenters and Panels | 8.72 | 15% | 10.03 | 0.375 | Square D | 15A/20A Homeline Tandem Cct Brkr | E
HOMT1515 | Loadcenters and Panels | 8.72 | 15% | 10.03 | 0.375 | Square D | 15A/15A Homeline Tandem Cct Brkr | E
HOM816M100TC | Loadcenters and Panels | 84.36 | 15% | 97.01 | 2.875 | Square D | 100A-8sp Homeline MCB LoadCntr | E
HOM816M100RB | Loadcenters and Panels | 108.68 | 15% | 124.98 | 2.875 | Square D | 100A-8sp Homeline MCB LoadCntr-WP | E
HOM816L125TC | Loadcenters and Panels | 38 | 15% | 43.7 | 2.875 | Square D | 125A-8sp Homeline MLO LoadCntr | E
HOM816L125RB | Loadcenters and Panels | 62.7 | 15% | 72.11 | 2.875 | Square D | 125A-8sp Homeline MLO LoadCntr-WP | E
HOM612L100RB | Loadcenters and Panels | 32.68 | 15% | 37.58 | 2.875 | Square D | 100A-6sp Homeline MLO LoadCntr-WP | E
HOM612L100 | Loadcenters and Panels | 19.76 | 15% | 22.72 | 2.875 | Square D | 100A-6sp Homeline MLO LoadCntr | E
HOM48L125GRB | Loadcenters and Panels | 34.58 | 15% | 39.77 | 2.875 | Square D | 125A-4sp Homeline MLO LoadCntr-WP | E
HOM48L125GC | Loadcenters and Panels | 21.66 | 15% | 24.91 | 2.875 | Square D | 125A-4sp Homeboy MLO LoadCntr | E
HOM42M225C | Loadcenters and Panels | 269.42 | 15% | 309.83 | 3.5 | Square D | 225A-42sp Homeline MCB LoadCntr | E
HOM42L225C | Loadcenters and Panels | 185.44 | 15% | 213.26 | 3.5 | Square D | 225A-42sp Homeline MLO LoadCntr | E
HOM40M200RB | Loadcenters and Panels | 323.38 | 15% | 371.89 | 3.5 | Square D | 200A-40sp Homeline MCB LoadCntr-WP | E
HOM40M200C | Loadcenters and Panels | 258.02 | 15% | 296.72 | 3.5 | Square D | 200A-40sp Homeline MCB LoadCntr | E
HOM40L200RB | Loadcenters and Panels | 230.66 | 15% | 265.26 | 3.5 | Square D | 200A-40sp Homeline MLO LoadCntr-WP | E
HOM40L200C | Loadcenters and Panels | 156.56 | 15% | 180.04 | 3.5 | Square D | 200A-40sp Homeline MLO LoadCntr | E
HOM30M200RB | Loadcenters and Panels | 254.22 | 15% | 292.35 | 3.5 | Square D | 200A-30sp Homeline MCB LoadCntr-WP | E
HOM30M150RB | Loadcenters and Panels | 260.3 | 15% | 299.35 | 3.125 | Square D | 150A-30sp Homeline MCB LoadCntr-WP | E
HOM30M150C | Loadcenters and Panels | 196.46 | 15% | 225.93 | 3.125 | Square D | 150A-30sp Homeline MCB LoadCntr | E
HOM30L200RB | Loadcenters and Panels | 148.58 | 15% | 170.87 | 3.5 | Square D | 200A-30sp Homeline MLO LoadCntr-WP | E
HOM30L150C | Loadcenters and Panels | 95 | 15% | 109.25 | 3.5 | Square D | 150A-30sp Homeline MLO LoadCntr | E
HOM3040M200TC | Loadcenters and Panels | 225.72 | 15% | 259.58 | 3.5 | Square D | 200A-30sp Homeline MCB LoadCntr | E
HOM3040L200TC | Loadcenters and Panels | 121.22 | 15% | 139.4 | 3.5 | Square D | 200A-30sp Homeline MLO LoadCntr | E
HOM290 | Loadcenters and Panels | 33.6 | 15% | 38.64 | 0.625 | Square D | 90A-2P Homeline Cct Brkr | E
HOM280 | Loadcenters and Panels | 33.6 | 15% | 38.64 | 0.625 | Square D | 80A-2P Homeline Cct Brkr | E
HOM270 | Loadcenters and Panels | 24.6 | 15% | 28.29 | 0.5 | Square D | 70A-2P Homeline Cct Brkr | E
HOM260 | Loadcenters and Panels | 8.06 | 15% | 9.27 | 0.375 | Square D | 60A-2P Homeline Cct Brkr | E
HOM250GFI | Loadcenters and Panels | 68.75 | 15% | 79.06 | 0.375 | Square D | 50A-2P Homeline GFI Cct Brkr | E
HOM250 | Loadcenters and Panels | 8.06 | 15% | 9.27 | 0.375 | Square D | 50A-2P Homeline Cct Brkr | E
HOM24M125RB | Loadcenters and Panels | 217.36 | 15% | 249.96 | 2.875 | Square D | 125A-24sp Homeline MCB LoadCntr-WP | E
HOM24M125C | Loadcenters and Panels | 179.74 | 15% | 206.7 | 2.875 | Square D | 125A-24sp Homeline MCB LoadCntr | E
HOM24M100C | Loadcenters and Panels | 129.96 | 15% | 149.45 | 2.875 | Square D | 100A-24sp Homeline MCB LoadCntr | E
HOM24L70RB | Loadcenters and Panels | 28.12 | 15% | 32.34 | 2.5 | Square D | 70A-2sp Homeline MLO LoadCntr-WP | E
HOM24L70 | Loadcenters and Panels | 14.89 | 15% | 17.12 | 2.875 | Square D | 70A-2sp Homeline MLO LoadCntr | E
HOM24L125TC | Loadcenters and Panels | 87.02 | 15% | 100.07 | 3.125 | Square D | 125A-24sp Homeline MLO LoadCntr | E
HOM245 | Loadcenters and Panels | 8.06 | 15% | 9.27 | 0.375 | Square D | 45A-2P Homeline Cct Brkr | E
HOM240GFI | Loadcenters and Panels | 68.75 | 15% | 79.06 | 0.375 | Square D | 40A-2P Homeline GFI Cct Brkr | E
HOM240 | Loadcenters and Panels | 8.06 | 15% | 9.27 | 0.375 | Square D | 40A-2P Homeline Cct Brkr | E
HOM235 | Loadcenters and Panels | 8.06 | 15% | 9.27 | 0.375 | Square D | 35A-2P Homeline Cct Brkr | E
HOM230GFI | Loadcenters and Panels | 68.75 | 15% | 79.06 | 0.375 | Square D | 30A-2P Homeline GFI Cct Brkr | E
HOM230 | Loadcenters and Panels | 8.06 | 15% | 9.27 | 0.375 | Square D | 30A-2P Homeline Cct Brkr | E
HOM225 | Loadcenters and Panels | 8.06 | 15% | 9.27 | 0.375 | Square D | 25A-2P Homeline Cct Brkr | E
HOM220GFI | Loadcenters and Panels | 68.75 | 15% | 79.06 | 0.375 | Square D | 20A-2P Homeline GFI Cct Brkr | E
HOM220 | Loadcenters and Panels | 8.06 | 15% | 9.27 | 0.375 | Square D | 20A-2P Homeline Cct Brkr | E
HOM2175SB | Loadcenters and Panels | 56.18 | 15% | 64.61 | 0.375 | Square D | Homeline Surgebreaker | E
HOM215GFI | Loadcenters and Panels | 68.75 | 15% | 79.06 | 0.375 | Square D | 15A-2P Homeline GFI Cct Brkr | E
HOM215 | Loadcenters and Panels | 8.06 | 15% | 9.27 | 0.375 | Square D | 15A-2P Homeline Cct Brkr | E
HOM2125 | Loadcenters and Panels | 73.8 | 15% | 84.87 | 0.625 | Square D | 125A-2P Homeline Cct Brkr | E
HOM2110 | Loadcenters and Panels | 73.8 | 15% | 84.87 | 0.625 | Square D | 110A-2P Homeline Cct Brkr | E
HOM2100 | Loadcenters and Panels | 33.6 | 15% | 38.64 | 0.625 | Square D | 100A-2P Homeline Cct Brkr | E
HOM20M100RB | Loadcenters and Panels | 134.52 | 15% | 154.7 | 2.875 | Square D | 100A-20sp Homeline MCB LoadCntr-WP | E
HOM20M100C | Loadcenters and Panels | 100.32 | 15% | 115.37 | 2.875 | Square D | 100A-20sp Homeline MCB LoadCntr | E
HOM2040M200TC | Loadcenters and Panels | 193.42 | 15% | 222.43 | 3.5 | Square D | 200A-20sp Homeline MCB LoadCntr | E
HOM2040M200RB | Loadcenters and Panels | 220.78 | 15% | 253.9 | 3.5 | Square D | 200A-20sp Homeline MCB LoadCntr-WP | E
HOM2040L200TC | Loadcenters and Panels | 105.64 | 15% | 121.49 | 3.5 | Square D | 200A-20sp Homeline MLO LoadCntr | E
HOM2030M150TC | Loadcenters and Panels | 190 | 15% | 218.5 | 3.125 | Square D | 150A-20sp Homeline MCB LoadCntr | E
HOM2024L125TC | Loadcenters and Panels | 72.96 | 15% | 83.9 | 2.875 | Square D | 125A-20sp Homeline MLO LoadCntr | E
HOM1632M200TC | Loadcenters and Panels | 171 | 15% | 196.65 | 3.5 | Square D | 200A-16sp Homeline MCB LoadCntr | E
HOM1632M150TC | Loadcenters and Panels | 161.12 | 15% | 185.29 | 3.125 | Square D | 150A-16sp Homeline MCB LoadCntr | E
HOM150 | Loadcenters and Panels | 3.5 | 15% | 4.03 | 0.25 | Square D | 50A-1P Homeline Cct Brkr | E
HOM140 | Loadcenters and Panels | 3.5 | 15% | 4.03 | 0.25 | Square D | 40A-1P Homeline Cct Brkr | E
HOM130 | Loadcenters and Panels | 3.5 | 15% | 4.03 | 0.25 | Square D | 30A-1P Homeline Cct Brkr | E
HOM12M100RB | Loadcenters and Panels | 105.26 | 15% | 121.05 | 2.875 | Square D | 100A-12sp Homeline MCB LoadCntr-WP | E
HOM12L200RB | Loadcenters and Panels | 107.16 | 15% | 123.23 | 3.5 | Square D | 200A-12sp Homeline MLO LoadCntr-WP | E
HOM12L125RB | Loadcenters and Panels | 59.28 | 15% | 68.17 | 2.875 | Square D | 125A-12sp Homeline MLO LoadCntr-WP | E
HOM125 | Loadcenters and Panels | 3.5 | 15% | 4.03 | 0.25 | Square D | 25A-1P Homeline Cct Brkr | E
HOM1224M200TC | Loadcenters and Panels | 106.68 | 15% | 122.68 | 3.5 | Square D | 200A-12sp Homeline MCB LoadCntr | E
HOM1224M125TC | Loadcenters and Panels | 156.94 | 15% | 180.48 | 2.875 | Square D | 125A-12sp Homeline MCB LoadCntr | E
HOM1224M100TC | Loadcenters and Panels | 97.28 | 15% | 111.87 | 2.875 | Square D | 100A-12sp Homeline MCB LoadCntr | E
HOM1224L125TC | Loadcenters and Panels | 51.68 | 15% | 59.43 | 2.875 | Square D | 125A-12sp Homeline MLO LoadCntr | E
HOM120GFI | Loadcenters and Panels | 32.43 | 15% | 37.29 | 0.25 | Square D | 20A-1P Homeline GFI Cct Brkr | E
HOM120 | Loadcenters and Panels | 3.5 | 15% | 4.03 | 0.25 | Square D | 20A-1P Homeline Cct Brkr | E
HOM115GFI | Loadcenters and Panels | 32.43 | 15% | 37.29 | 0.25 | Square D | 15A-1P Homeline GFI Cct Brkr | E
HOM115 | Loadcenters and Panels | 3.5 | 15% | 4.03 | 0.25 | Square D | 15A-1P Homeline Cct Brkr | E
HCWP14504 | Loadcenters and Panels | 880 | 15% | 1012 | 5.5 | Square D | 400A-27" 1200A-3P Max MLO Panel-N1 | E
HCWM508612N | Loadcenters and Panels | 3021.75 | 15% | 3475.01 | 9 | Square D | 800A-72" 1200A-3P Max MCB Panel-N1 | E
HCWM326812N | Loadcenters and Panels | 2616.75 | 15% | 3009.26 | 7 | Square D | 600A-72" 1200A-3P Max MCB Panel-N1 | E
HCWM235912N | Loadcenters and Panels | 2260.8 | 15% | 2599.92 | 8.5 | Square D | 800A-36" 1200A-3P Max MCB Panel-N1 | E
HCWM145012N | Loadcenters and Panels | 2864.25 | 15% | 3293.89 | 6 | Square D | 600A-36" 1200A-3P Max MCB Panel-N1 | E
HCW36868M | Loadcenters and Panels | 5216 | 15% | 5998.4 | 9 | Square D | 800A-72" 800A-3P Max MCB Panel-N1 | E
HCW36866M | Loadcenters and Panels | 4156.8 | 15% | 4780.32 | 7 | Square D | 600A-72" 800A-3P Max MCB Panel-N1 | E
HCW18688M | Loadcenters and Panels | 4928 | 15% | 5667.2 | 8.5 | Square D | 800A-36" 800A-3P Max MCB Panel-N1 | E
HCW18686M | Loadcenters and Panels | 3897.6 | 15% | 4482.24 | 6 | Square D | 600A-36" 800A-3P Max MCB Panel-N1 | E
HCP50868 | Loadcenters and Panels | 1982.4 | 15% | 2279.76 | 9.5 | Square D | 800A-99" 1200A-3P Max MLO Panel-N1 | E
HCP50866 | Loadcenters and Panels | 1667.2 | 15% | 1917.28 | 8 | Square D | 600A-99" 1200A-3P Max MLO Panel-N1 | E
HCP50864 | Loadcenters and Panels | 1508.8 | 15% | 1735.12 | 7.5 | Square D | 400A-99" 1200A-3P Max MLO Panel-N1 | E
HCP508612N | Loadcenters and Panels | 2729.6 | 15% | 3139.04 | 12 | Square D | 1200A-99" 1200A-3P Max MLO Panel-N1 | E
HCP32688 | Loadcenters and Panels | 1699.2 | 15% | 1954.08 | 9 | Square D | 800A-63" 1200A-3P Max MLO Panel-N1 | E
HCP32686 | Loadcenters and Panels | 1432 | 15% | 1646.8 | 7 | Square D | 600A-63" 1200A-3P Max MLO Panel-N1 | E
HCP32684 | Loadcenters and Panels | 1214.4 | 15% | 1396.56 | 6.5 | Square D | 400A-63" 1200A-3P Max MLO Panel-N1 | E
HCP326812N | Loadcenters and Panels | 2484.8 | 15% | 2857.52 | 11.5 | Square D | 1200A-63" 1200A-3P Max MLO Panel-N1 | E
HCP23598 | Loadcenters and Panels | 1560 | 15% | 1794 | 8.5 | Square D | 800A-45" 1200A-3P Max MLO Panel-N1 | E
HCP23596 | Loadcenters and Panels | 1235.2 | 15% | 1420.48 | 6.5 | Square D | 600A-45" 1200A-3P Max MLO Panel-N1 | E
HCP23594 | Loadcenters and Panels | 1028.8 | 15% | 1183.12 | 6 | Square D | 400A-45" 1200A-3P Max MLO Panel-N1 | E
HCP235912N | Loadcenters and Panels | 2283.2 | 15% | 2625.68 | 11 | Square D | 1200A-45" 1200A-3P Max MLO Panel-N1 | E
HCP14508 | Loadcenters and Panels | 1448 | 15% | 1665.2 | 8 | Square D | 800A-27" 1200A-3P Max MLO Panel-N1 | E
HCP14506 | Loadcenters and Panels | 1124.8 | 15% | 1293.52 | 6 | Square D | 600A-27" 1200A-3P Max MLO Panel-N1 | E
HCP145012N | Loadcenters and Panels | 2036.8 | 15% | 2342.32 | 10.5 | Square D | 1200A-27" 1200A-3P Max MLO Panel-N1 | E
HCN50926 | Loadcenters and Panels | 1419.2 | 15% | 1632.08 | 8 | Square D | 600A-99" 600A-3P Max MLO Panel-N1 | E
HCN50924 | Loadcenters and Panels | 1388.8 | 15% | 1597.12 | 7.5 | Square D | 400A-99" 600A-3P Max MLO Panel-N1 | E
HCN50922N | Loadcenters and Panels | 1336 | 15% | 1536.4 | 7 | Square D | 225A-99" 600A-3P Max MLO Panel-N1 | E
HCN45922MN | Loadcenters and Panels | 2108.8 | 15% | 2425.12 | 7 | Square D | 225A-90" 400A-3P Max MCB Panel-N1 | E
HCN45922M | Loadcenters and Panels | 2939.2 | 15% | 3380.08 | 7 | Square D | 225A-90" 400A-3P Max MCB Panel-N3R | E
HCN41924M | Loadcenters and Panels | 2609.6 | 15% | 3001.04 | 7 | Square D | 400A-81" 400A-3P Max MCB Panel-N1 | E
HCN41836 | Loadcenters and Panels | 1224 | 15% | 1407.6 | 7.5 | Square D | 600A-81" 600A-3P Max MLO Panel-N1 | E
HCN41834 | Loadcenters and Panels | 1140.8 | 15% | 1311.92 | 7 | Square D | 400A-81" 600A-3P Max MLO Panel-N1 | E
HCN41832N | Loadcenters and Panels | 1136 | 15% | 1306.4 | 6.5 | Square D | 225A-81" 600A-3P Max MLO Panel-N1 | E
HCN32834M | Loadcenters and Panels | 2508.8 | 15% | 2885.12 | 6.5 | Square D | 400A-63" 400A-3P Max MCB Panel-N1 | E
HCN32832MN | Loadcenters and Panels | 1942.4 | 15% | 2233.76 | 6 | Square D | 225A-63" 400A-3P Max MCB Panel-N1 | E
HCN32746 | Loadcenters and Panels | 1086.4 | 15% | 1249.36 | 7 | Square D | 600A-63" 600A-3P Max MLO Panel-N1 | E
HCN32744 | Loadcenters and Panels | 1011.2 | 15% | 1162.88 | 6.5 | Square D | 400A-63" 600A-3P Max MLO Panel-N1 | E
HCN32742N | Loadcenters and Panels | 1003.2 | 15% | 1153.68 | 6 | Square D | 225A-63" 600A-3P Max MLO Panel-N1 | E
HCN27742MN | Loadcenters and Panels | 1843.2 | 15% | 2119.68 | 5.5 | Square D | 225A-54" 400A-3P Max MCB Panel-N1 | E
HCN27741MN | Loadcenters and Panels | 1384 | 15% | 1591.6 | 5 | Square D | 100A-54" 400A-3P Max MCB Panel-N1 | E
HCN23744M | Loadcenters and Panels | 2332.8 | 15% | 2682.72 | 6 | Square D | 400A-45" 400A-3P Max MCB Panel-N1 | E
HCN23656 | Loadcenters and Panels | 947.2 | 15% | 1089.28 | 6.5 | Square D | 600A-45" 600A-3P Max MLO Panel-N1 | E
HCN23654 | Loadcenters and Panels | 865.6 | 15% | 995.44 | 6 | Square D | 400A-45" 600A-3P Max MLO Panel-N1 | E
HCN23652N | Loadcenters and Panels | 856 | 15% | 984.4 | 5.5 | Square D | 225A-45" 600A-3P Max MLO Panel-N1 | E
HCN18652MN | Loadcenters and Panels | 1761.6 | 15% | 2025.84 | 5 | Square D | 225A-36" 400A-3P Max MCB Panel-N1 | E
HCN18651MN | Loadcenters and Panels | 1235.2 | 15% | 1420.48 | 5 | Square D | 100A-36" 400A-3P Max MCB Panel-N1 | E
HCN14654M | Loadcenters and Panels | 2128 | 15% | 2447.2 | 5.5 | Square D | 400A-27" 400A-3P Max MCB Panel-N1 | E
HCN14526 | Loadcenters and Panels | 766.4 | 15% | 881.36 | 6 | Square D | 600A-27" 600A-3P Max MLO Panel-N1 | E
HCN14524 | Loadcenters and Panels | 702.4 | 15% | 807.76 | 5.5 | Square D | 400A-27" 600A-3P Max MLO Panel-N1 | E
HCN14522N | Loadcenters and Panels | 694.4 | 15% | 798.56 | 5 | Square D | 225A-27" 600A-3P Max MLO Panel-N1 | E
HCN09522MN | Loadcenters and Panels | 1566.4 | 15% | 1801.36 | 5 | Square D | 225A-18" 400A-3P Max MCB Panel-N1 | E
HCN09521MN | Loadcenters and Panels | 1080 | 15% | 1242 | 4.5 | Square D | 100A-18" 400A-3P Max MCB Panel-N1 | E
HCM50918 | Loadcenters and Panels | 1702.4 | 15% | 1957.76 | 9.5 | Square D | 800A-99" 800A-3P Max MLO Panel-N1 | E
HCM50916 | Loadcenters and Panels | 1467.52 | 15% | 1687.65 | 7.5 | Square D | 600A-99" 800A-3P Max MLO Panel-N1 | E
HCM50914 | Loadcenters and Panels | 1369.92 | 15% | 1575.41 | 7 | Square D | 400A-99" 800A-3P Max MLO Panel-N1 | E
HCM50912N | Loadcenters and Panels | 1345.6 | 15% | 1547.44 | 6.5 | Square D | 225A-99" 800A-3P Max MLO Panel-N1 | E
HCM41914M | Loadcenters and Panels | 2980.8 | 15% | 3427.92 | 7 | Square D | 400A-81" 800A-3P Max MCB Panel-N1 | E
HCM36918MP | Loadcenters and Panels | 4937.92 | 15% | 5678.61 | 9 | Square D | 800A-72" 800A-3P Max MCB Panel-N1 | E
HCM36916MP | Loadcenters and Panels | 3960.64 | 15% | 4554.74 | 7 | Square D | 600A-72" 800A-3P Max MCB Panel-N1 | E
HCM32738 | Loadcenters and Panels | 1486.4 | 15% | 1709.36 | 9 | Square D | 800A-63" 800A-3P Max MLO Panel-N1 | E
HCM32736 | Loadcenters and Panels | 1254.4 | 15% | 1442.56 | 7 | Square D | 600A-63" 800A-3P Max MLO Panel-N1 | E
HCM32734 | Loadcenters and Panels | 1072 | 15% | 1232.8 | 6.5 | Square D | 400A-63" 800A-3P Max MLO Panel-N1 | E
HCM32732N | Loadcenters and Panels | 1044.8 | 15% | 1201.52 | 6 | Square D | 225A-63" 800A-3P Max MLO Panel-N1 | E
HCM27732MN | Loadcenters and Panels | 1910.4 | 15% | 2196.96 | 5.5 | Square D | 225A-54" 800A-3P Max MCB Panel-N1 | E
HCM23734M | Loadcenters and Panels | 2563.2 | 15% | 2947.68 | 6 | Square D | 400A-45" 800A-3P Max MCB Panel-N1 | E
HCM23648 | Loadcenters and Panels | 1292.8 | 15% | 1486.72 | 8.5 | Square D | 800A-45" 800A-3P Max MLO Panel-N1 | E
HCM23646 | Loadcenters and Panels | 1129.6 | 15% | 1299.04 | 6.5 | Square D | 600A-45" 800A-3P Max MLO Panel-N1 | E
HCM23644 | Loadcenters and Panels | 926.4 | 15% | 1065.36 | 6 | Square D | 400A-45" 800A-3P Max MLO Panel-N1 | E
HCM23642N | Loadcenters and Panels | 894.4 | 15% | 1028.56 | 5.5 | Square D | 225A-45" 800A-3P Max MLO Panel-N1 | E
HCM18738MP | Loadcenters and Panels | 4655.68 | 15% | 5354.03 | 8.5 | Square D | 800A-36" 800A-3P Max MCB Panel-N1 | E
HCM18736MP | Loadcenters and Panels | 3727.36 | 15% | 4286.46 | 6 | Square D | 600A-36" 800A-3P Max MCB Panel-N1 | E
HCM18642MN | Loadcenters and Panels | 1787.2 | 15% | 2055.28 | 5 | Square D | 225A-36" 800A-3P Max MCB Panel-N1 | E
HCM14644M | Loadcenters and Panels | 2420.8 | 15% | 2783.92 | 5.5 | Square D | 400A-27" 800A-3P Max MCB Panel-N1 | E
HCM14488 | Loadcenters and Panels | 1187.2 | 15% | 1365.28 | 8 | Square D | 800A-27" 800A-3P Max MLO Panel-N1 | E
HCM14486 | Loadcenters and Panels | 1016 | 15% | 1168.4 | 6 | Square D | 600A-27" 800A-3P Max MLO Panel-N1 | E
HCM14484 | Loadcenters and Panels | 769.6 | 15% | 885.04 | 5.5 | Square D | 400A-27" 800A-3P Max MLO Panel-N1 | E
HCM14482N | Loadcenters and Panels | 729.6 | 15% | 839.04 | 5 | Square D | 225A-27" 800A-3P Max MLO Panel-N1 | E
FY14030 | Loadcenters and Panels | 36 | 15% | 41.4 | 0.25 | Square D | 30A-1P 480V 100A Frame S/I Brkr | E
FY14025 | Loadcenters and Panels | 36 | 15% | 41.4 | 0.25 | Square D | 25A-1P 480V 100A Frame S/I Brkr | E
FY14020 | Loadcenters and Panels | 36 | 15% | 41.4 | 0.25 | Square D | 20A-1P 480V 100A Frame S/I Brkr | E
FY14015 | Loadcenters and Panels | 36 | 15% | 41.4 | 0.25 | Square D | 15A-1P 480V 100A Frame S/I Brkr | E
FI36100 | Loadcenters and Panels | 830.4 | 15% | 954.96 | 0.6875 | Square D | 100A-3P 100A Frame Limiting Brkr | E
FI36090 | Loadcenters and Panels | 830.4 | 15% | 954.96 | 0.6875 | Square D | 90A-3P 100A Frame Limiting Brkr | E
FI36080 | Loadcenters and Panels | 830.4 | 15% | 954.96 | 0.6875 | Square D | 80A-3P 100A Frame Limiting Brkr | E
FI36070 | Loadcenters and Panels | 830.4 | 15% | 954.96 | 0.5625 | Square D | 70A-3P 100A Frame Limiting Brkr | E
FI36060 | Loadcenters and Panels | 830.4 | 15% | 954.96 | 0.4375 | Square D | 60A-3P 100A Frame Limiting Brkr | E
FI36050 | Loadcenters and Panels | 830.4 | 15% | 954.96 | 0.4375 | Square D | 50A-3P 100A Frame Limiting Brkr | E
FI36045 | Loadcenters and Panels | 830.4 | 15% | 954.96 | 0.4375 | Square D | 45A-3P 100A Frame Limiting Brkr | E
FI36040 | Loadcenters and Panels | 830.4 | 15% | 954.96 | 0.4375 | Square D | 40A-3P 100A Frame Limiting Brkr | E
FI36030 | Loadcenters and Panels | 830.4 | 15% | 954.96 | 0.4375 | Square D | 30A-3P 100A Frame Limiting Brkr | E
FI36020 | Loadcenters and Panels | 830.4 | 15% | 954.96 | 0.4375 | Square D | 20A-3P 100A Frame Limiting Brkr | E
FI26100 | Loadcenters and Panels | 663.6 | 15% | 763.14 | 0.625 | Square D | 100A-2P 100A Frame Limiting Brkr | E
FI26090 | Loadcenters and Panels | 663.6 | 15% | 763.14 | 0.625 | Square D | 90A-2P 100A Frame Limiting Brkr | E
FI26080 | Loadcenters and Panels | 663.6 | 15% | 763.14 | 0.625 | Square D | 80A-2P 100A Frame Limiting Brkr | E
FI26070 | Loadcenters and Panels | 663.6 | 15% | 763.14 | 0.5 | Square D | 70A-2P 100A Frame Limiting Brkr | E
FI26060 | Loadcenters and Panels | 663.6 | 15% | 763.14 | 0.375 | Square D | 60A-2P 100A Frame Limiting Brkr | E
FI26050 | Loadcenters and Panels | 663.6 | 15% | 763.14 | 0.375 | Square D | 50A-2P 100A Frame Limiting Brkr | E
FI26040 | Loadcenters and Panels | 663.6 | 15% | 763.14 | 0.375 | Square D | 40A-2P 100A Frame Limiting Brkr | E
FI26030 | Loadcenters and Panels | 663.6 | 15% | 763.14 | 0.375 | Square D | 30A-2P 100A Frame Limiting Brkr | E
FI26020 | Loadcenters and Panels | 663.6 | 15% | 763.14 | 0.375 | Square D | 20A-2P 100A Frame Limiting Brkr | E
FH36100 | Loadcenters and Panels | 392.4 | 15% | 451.26 | 0.6875 | Square D | 100A-3P 480V 100A Frame H/I Brkr | E
FH36090 | Loadcenters and Panels | 392.4 | 15% | 451.26 | 0.6875 | Square D | 90A-3P 480V 100A Frame H/I Brkr | E
FH36080 | Loadcenters and Panels | 392.4 | 15% | 451.26 | 0.6875 | Square D | 80A-3P 480V 100A Frame H/I Brkr | E
FH36070 | Loadcenters and Panels | 392.4 | 15% | 451.26 | 0.5625 | Square D | 70A-3P 480V 100A Frame H/I Brkr | E
FH36060 | Loadcenters and Panels | 348 | 15% | 400.2 | 0.4375 | Square D | 60A-3P 480V 100A Frame H/I Brkr | E
FH36050 | Loadcenters and Panels | 348 | 15% | 400.2 | 0.4375 | Square D | 50A-3P 480V 100A Frame H/I Brkr | E
FH36045 | Loadcenters and Panels | 348 | 15% | 400.2 | 0.4375 | Square D | 45A-3P 480V 100A Frame H/I Brkr | E
FH36040 | Loadcenters and Panels | 348 | 15% | 400.2 | 0.4375 | Square D | 40A-3P 480V 100A Frame H/I Brkr | E
FH36035 | Loadcenters and Panels | 348 | 15% | 400.2 | 0.4375 | Square D | 35A-3P 480V 100A Frame H/I Brkr | E
FH36030 | Loadcenters and Panels | 348 | 15% | 400.2 | 0.4375 | Square D | 30A-3P 480V 100A Frame H/I Brkr | E
FH36025 | Loadcenters and Panels | 348 | 15% | 400.2 | 0.4375 | Square D | 25A-3P 480V 100A Frame H/I Brkr | E
FH36020 | Loadcenters and Panels | 348 | 15% | 400.2 | 0.4375 | Square D | 20A-3P 480V 100A Frame H/I Brkr | E
FH36015 | Loadcenters and Panels | 348 | 15% | 400.2 | 0.4375 | Square D | 15A-3P 480V 100A Frame H/I Brkr | E
FH26100 | Loadcenters and Panels | 349.2 | 15% | 401.58 | 0.625 | Square D | 100A-2P 480V 100A Frame H/I Brkr | E
FH26090 | Loadcenters and Panels | 349.2 | 15% | 401.58 | 0.625 | Square D | 90A-2P 480V 100A Frame H/I Brkr | E
FH26080 | Loadcenters and Panels | 349.2 | 15% | 401.58 | 0.625 | Square D | 80A-2P 480V 100A Frame H/I Brkr | E
FH26070 | Loadcenters and Panels | 349.2 | 15% | 401.58 | 0.5 | Square D | 70A-2P 480V 100A Frame H/I Brkr | E
FH26060 | Loadcenters and Panels | 291.6 | 15% | 335.34 | 0.375 | Square D | 60A-2P 480V 100A Frame H/I Brkr | E
FH26050 | Loadcenters and Panels | 291.6 | 15% | 335.34 | 0.375 | Square D | 50A-2P 480V 100A Frame H/I Brkr | E
FH26045 | Loadcenters and Panels | 291.6 | 15% | 335.34 | 0.375 | Square D | 45A-2P 480V 100A Frame H/I Brkr | E
FH26040 | Loadcenters and Panels | 291.6 | 15% | 335.34 | 0.375 | Square D | 40A-2P 480V 100A Frame H/I Brkr | E
FH26035 | Loadcenters and Panels | 291.6 | 15% | 335.34 | 0.375 | Square D | 35A-2P 480V 100A Frame H/I Brkr | E
FH26030 | Loadcenters and Panels | 291.6 | 15% | 335.34 | 0.375 | Square D | 30A-2P 480V 100A Frame H/I Brkr | E
FH26025 | Loadcenters and Panels | 291.6 | 15% | 335.34 | 0.4375 | Square D | 25A-2P 480V 100A Frame H/I Brkr | E
FH26020 | Loadcenters and Panels | 291.6 | 15% | 335.34 | 0.375 | Square D | 20A-2P 480V 100A Frame H/I Brkr | E
FH26015 | Loadcenters and Panels | 291.6 | 15% | 335.34 | 0.375 | Square D | 15A-2P 480V 100A Frame H/I Brkr | E
FH16100 | Loadcenters and Panels | 135.6 | 15% | 155.94 | 0.375 | Square D | 100A-1P 480V 100A Frame H/I Brkr | E
FH16090 | Loadcenters and Panels | 135.6 | 15% | 155.94 | 0.375 | Square D | 90A-1P 480V 100A Frame H/I Brkr | E
FH16080 | Loadcenters and Panels | 135.6 | 15% | 155.94 | 0.375 | Square D | 80A-1P 480V 100A Frame H/I Brkr | E
FH16070 | Loadcenters and Panels | 135.6 | 15% | 155.94 | 0.3125 | Square D | 70A-1P 480V 100A Frame H/I Brkr | E
FH16060 | Loadcenters and Panels | 122.4 | 15% | 140.76 | 0.25 | Square D | 60A-1P 480V 100A Frame H/I Brkr | E
FH16050 | Loadcenters and Panels | 122.4 | 15% | 140.76 | 0.25 | Square D | 50A-1P 480V 100A Frame H/I Brkr | E
FH16045 | Loadcenters and Panels | 122.4 | 15% | 140.76 | 0.25 | Square D | 45A-1P 480V 100A Frame H/I Brkr | E
FH16040 | Loadcenters and Panels | 122.4 | 15% | 140.76 | 0.25 | Square D | 40A-1P 480V 100A Frame H/I Brkr | E
FH16035 | Loadcenters and Panels | 122.4 | 15% | 140.76 | 0.25 | Square D | 35A-1P 480V 100A Frame H/I Brkr | E
FH16030 | Loadcenters and Panels | 122.4 | 15% | 140.76 | 0.25 | Square D | 30A-1P 480V 100A Frame H/I Brkr | E
FH16025 | Loadcenters and Panels | 122.4 | 15% | 140.76 | 0.25 | Square D | 25A-1P 480V 100A Frame H/I Brkr | E
FH16020 | Loadcenters and Panels | 122.4 | 15% | 140.76 | 0.25 | Square D | 20A-1P 480V 100A Frame H/I Brkr | E
FH16015 | Loadcenters and Panels | 122.4 | 15% | 140.76 | 0.25 | Square D | 15A-1P 480V 100A Frame H/I Brkr | E
FA36100 | Loadcenters and Panels | 279.6 | 15% | 321.54 | 0.6875 | Square D | 100A-3P 600V 100A Frame S/I Brkr | E
FA36090 | Loadcenters and Panels | 279.6 | 15% | 321.54 | 0.6875 | Square D | 90A-3P 600V 100A Frame S/I Brkr | E
FA36080 | Loadcenters and Panels | 279.6 | 15% | 321.54 | 0.6875 | Square D | 80A-3P 600V 100A Frame S/I Brkr | E
FA36070 | Loadcenters and Panels | 279.6 | 15% | 321.54 | 0.5625 | Square D | 70A-3P 600V 100A Frame S/I Brkr | E
FA36060 | Loadcenters and Panels | 234 | 15% | 269.1 | 0.4375 | Square D | 60A-3P 600V 100A Frame S/I Brkr | E
FA36050 | Loadcenters and Panels | 234 | 15% | 269.1 | 0.4375 | Square D | 50A-3P 600V 100A Frame S/I Brkr | E
FA36045 | Loadcenters and Panels | 234 | 15% | 269.1 | 0.4375 | Square D | 45A-3P 600V 100A Frame S/I Brkr | E
FA36040 | Loadcenters and Panels | 234 | 15% | 269.1 | 0.4375 | Square D | 40A-3P 600V 100A Frame S/I Brkr | E
FA36035 | Loadcenters and Panels | 234 | 15% | 269.1 | 0.4375 | Square D | 35A-3P 600V 100A Frame S/I Brkr | E
FA36030 | Loadcenters and Panels | 234 | 15% | 269.1 | 0.4375 | Square D | 30A-3P 600V 100A Frame S/I Brkr | E
FA36025 | Loadcenters and Panels | 234 | 15% | 269.1 | 0.4375 | Square D | 25A-3P 600V 100A Frame S/I Brkr | E
FA36020 | Loadcenters and Panels | 234 | 15% | 269.1 | 0.4375 | Square D | 20A-3P 600V 100A Frame S/I Brkr | E
FA36015 | Loadcenters and Panels | 234 | 15% | 269.1 | 0.4375 | Square D | 15A-3P 600V 100A Frame S/I Brkr | E
FA34100 | Loadcenters and Panels | 240 | 15% | 276 | 0.6875 | Square D | 100A-3P 480V 100A Frame S/I Brkr | E
FA34090 | Loadcenters and Panels | 240 | 15% | 276 | 0.6875 | Square D | 90A-3P 480V 100A Frame S/I Brkr | E
FA34080 | Loadcenters and Panels | 240 | 15% | 276 | 0.6875 | Square D | 80A-3P 480V 100A Frame S/I Brkr | E
FA34070 | Loadcenters and Panels | 240 | 15% | 276 | 0.5625 | Square D | 70A-3P 480V 100A Frame S/I Brkr | E
FA34060 | Loadcenters and Panels | 200.4 | 15% | 230.46 | 0.4375 | Square D | 60A-3P 480V 100A Frame S/I Brkr | E
FA34050 | Loadcenters and Panels | 200.4 | 15% | 230.46 | 0.4375 | Square D | 50A-3P 480V 100A Frame S/I Brkr | E
FA34045 | Loadcenters and Panels | 200.4 | 15% | 230.46 | 0.4375 | Square D | 45A-3P 480V 100A Frame S/I Brkr | E
FA34040 | Loadcenters and Panels | 200.4 | 15% | 230.46 | 0.4375 | Square D | 40A-3P 480V 100A Frame S/I Brkr | E
FA34035 | Loadcenters and Panels | 200.4 | 15% | 230.46 | 0.4375 | Square D | 35A-3P 480V 100A Frame S/I Brkr | E
FA34030 | Loadcenters and Panels | 200.4 | 15% | 230.46 | 0.4375 | Square D | 30A-3P 480V 100A Frame S/I Brkr | E
FA34025 | Loadcenters and Panels | 200.4 | 15% | 230.46 | 0.4375 | Square D | 25A-3P 480V 100A Frame S/I Brkr | E
FA34020 | Loadcenters and Panels | 200.4 | 15% | 230.46 | 0.4375 | Square D | 20A-3P 480V 100A Frame S/I Brkr | E
FA34015 | Loadcenters and Panels | 200.4 | 15% | 230.46 | 0.4375 | Square D | 15A-3P 480V 100A Frame S/I Brkr | E
FA32100 | Loadcenters and Panels | 187.2 | 15% | 215.28 | 0.6875 | Square D | 100A-3P 240V 100A Frame S/I Brkr | E
FA32090 | Loadcenters and Panels | 187.2 | 15% | 215.28 | 0.6875 | Square D | 90A-3P 240V 100A Frame S/I Brkr | E
FA32080 | Loadcenters and Panels | 187.2 | 15% | 215.28 | 0.6875 | Square D | 80A-3P 240V 100A Frame S/I Brkr | E
FA32070 | Loadcenters and Panels | 187.2 | 15% | 215.28 | 0.5625 | Square D | 70A-3P 240V 100A Frame S/I Brkr | E
FA32060 | Loadcenters and Panels | 138 | 15% | 158.7 | 0.4375 | Square D | 60A-3P 240V 100A Frame S/I Brkr | E
FA32050 | Loadcenters and Panels | 138 | 15% | 158.7 | 0.4375 | Square D | 50A-3P 240V 100A Frame S/I Brkr | E
FA32045 | Loadcenters and Panels | 138 | 15% | 158.7 | 0.4375 | Square D | 45A-3P 240V 100A Frame S/I Brkr | E
FA32040 | Loadcenters and Panels | 138 | 15% | 158.7 | 0.4375 | Square D | 40A-3P 240V 100A Frame S/I Brkr | E
FA32035 | Loadcenters and Panels | 138 | 15% | 158.7 | 0.4375 | Square D | 35A-3P 240V 100A Frame S/I Brkr | E
FA32030 | Loadcenters and Panels | 138 | 15% | 158.7 | 0.4375 | Square D | 30A-3P 240V 100A Frame S/I Brkr | E
FA32025 | Loadcenters and Panels | 138 | 15% | 158.7 | 0.4375 | Square D | 25A-3P 240V 100A Frame S/I Brkr | E
FA32020 | Loadcenters and Panels | 138 | 15% | 158.7 | 0.4375 | Square D | 20A-3P 240V 100A Frame S/I Brkr | E
FA32015 | Loadcenters and Panels | 138 | 15% | 158.7 | 0.4375 | Square D | 15A-3P 240V 100A Frame S/I Brkr | E
FA26100 | Loadcenters and Panels | 228 | 15% | 262.2 | 0.625 | Square D | 100A-2P 600V 100A Frame S/I Brkr | E
FA26090 | Loadcenters and Panels | 228 | 15% | 262.2 | 0.625 | Square D | 90A-2P 600V 100A Frame S/I Brkr | E
FA26080 | Loadcenters and Panels | 228 | 15% | 262.2 | 0.625 | Square D | 80A-2P 600V 100A Frame S/I Brkr | E
FA26070 | Loadcenters and Panels | 228 | 15% | 262.2 | 0.5 | Square D | 70A-2P 600V 100A Frame S/I Brkr | E
FA26060 | Loadcenters and Panels | 187.2 | 15% | 215.28 | 0.375 | Square D | 60A-2P 600V 100A Frame S/I Brkr | E
FA26050 | Loadcenters and Panels | 187.2 | 15% | 215.28 | 0.375 | Square D | 50A-2P 600V 100A Frame S/I Brkr | E
FA26045 | Loadcenters and Panels | 187.2 | 15% | 215.28 | 0.375 | Square D | 45A-2P 600V 100A Frame S/I Brkr | E
FA26040 | Loadcenters and Panels | 187.2 | 15% | 215.28 | 0.375 | Square D | 40A-2P 600V 100A Frame S/I Brkr | E
FA26035 | Loadcenters and Panels | 187.2 | 15% | 215.28 | 0.375 | Square D | 35A-2P 600V 100A Frame S/I Brkr | E
FA26030 | Loadcenters and Panels | 187.2 | 15% | 215.28 | 0.375 | Square D | 30A-2P 600V 100A Frame S/I Brkr | E
FA26025 | Loadcenters and Panels | 187.2 | 15% | 215.28 | 0.375 | Square D | 25A-2P 600V 100A Frame S/I Brkr | E
FA26020 | Loadcenters and Panels | 187.2 | 15% | 215.28 | 0.375 | Square D | 20A-2P 600V 100A Frame S/I Brkr | E
FA26015 | Loadcenters and Panels | 187.2 | 15% | 215.28 | 0.375 | Square D | 15A-2P 600V 100A Frame S/I Brkr | E
FA24100 | Loadcenters and Panels | 200.4 | 15% | 230.46 | 0.625 | Square D | 100A-2P 480V 100A Frame S/I Brkr | E
FA24090 | Loadcenters and Panels | 200.4 | 15% | 230.46 | 0.625 | Square D | 90A-2P 480V 100A Frame S/I Brkr | E
FA24080 | Loadcenters and Panels | 200.4 | 15% | 230.46 | 0.625 | Square D | 80A-2P 480V 100A Frame S/I Brkr | E
FA24070 | Loadcenters and Panels | 200.4 | 15% | 230.46 | 0.5 | Square D | 70A-2P 480V 100A Frame S/I Brkr | E
FA24060 | Loadcenters and Panels | 157.2 | 15% | 180.78 | 0.375 | Square D | 60A-2P 480V 100A Frame S/I Brkr | E
FA24050 | Loadcenters and Panels | 157.2 | 15% | 180.78 | 0.375 | Square D | 50A-2P 480V 100A Frame S/I Brkr | E
FA24045 | Loadcenters and Panels | 157.2 | 15% | 180.78 | 0.375 | Square D | 45A-2P 480V 100A Frame S/I Brkr | E
FA24040 | Loadcenters and Panels | 157.2 | 15% | 180.78 | 0.375 | Square D | 40A-2P 480V 100A Frame S/I Brkr | E
FA24035 | Loadcenters and Panels | 157.2 | 15% | 180.78 | 0.375 | Square D | 35A-2P 480V 100A Frame S/I Brkr | E
FA24030 | Loadcenters and Panels | 157.2 | 15% | 180.78 | 0.375 | Square D | 30A-2P 480V 100A Frame S/I Brkr | E
FA24025 | Loadcenters and Panels | 157.2 | 15% | 180.78 | 0.4375 | Square D | 25A-2P 480V 100A Frame S/I Brkr | E
FA24020 | Loadcenters and Panels | 157.2 | 15% | 180.78 | 0.375 | Square D | 20A-2P 480V 100A Frame S/I Brkr | E
FA24015 | Loadcenters and Panels | 157.2 | 15% | 180.78 | 0.375 | Square D | 15A-2P 480V 100A Frame S/I Brkr | E
FA22100 | Loadcenters and Panels | 148.8 | 15% | 171.12 | 0.625 | Square D | 100A-2P 240V 100A Frame S/I Brkr | E
FA22090 | Loadcenters and Panels | 148.8 | 15% | 171.12 | 0.625 | Square D | 90A-2P 240V 100A Frame S/I Brkr | E
FA22080 | Loadcenters and Panels | 148.8 | 15% | 171.12 | 0.625 | Square D | 80A-2P 240V 100A Frame S/I Brkr | E
FA22070 | Loadcenters and Panels | 148.8 | 15% | 171.12 | 0.5 | Square D | 70A-2P 240V 100A Frame S/I Brkr | E
FA22060 | Loadcenters and Panels | 96 | 15% | 110.4 | 0.375 | Square D | 60A-2P 240V 100A Frame S/I Brkr | E
FA22050 | Loadcenters and Panels | 96 | 15% | 110.4 | 0.375 | Square D | 50A-2P 240V 100A Frame S/I Brkr | E
FA22045 | Loadcenters and Panels | 96 | 15% | 110.4 | 0.375 | Square D | 45A-2P 240V 100A Frame S/I Brkr | E
FA22040 | Loadcenters and Panels | 96 | 15% | 110.4 | 0.375 | Square D | 40A-2P 240V 100A Frame S/I Brkr | E
FA22035 | Loadcenters and Panels | 96 | 15% | 110.4 | 0.375 | Square D | 35A-2P 240V 100A Frame S/I Brkr | E
FA22030 | Loadcenters and Panels | 96 | 15% | 110.4 | 0.375 | Square D | 30A-2P 240V 100A Frame S/I Brkr | E
FA22025 | Loadcenters and Panels | 96 | 15% | 110.4 | 0.375 | Square D | 25A-2P 240V 100A Frame S/I Brkr | E
FA22020 | Loadcenters and Panels | 96 | 15% | 110.4 | 0.375 | Square D | 20A-2P 240V 100A Frame S/I Brkr | E
FA22015 | Loadcenters and Panels | 96 | 15% | 110.4 | 0.375 | Square D | 15A-2P 240V 100A Frame S/I Brkr | E
FA14100 | Loadcenters and Panels | 73.2 | 15% | 84.18 | 0.375 | Square D | 100A-1P 480V 100A Frame S/I Brkr | E
FA14090 | Loadcenters and Panels | 73.2 | 15% | 84.18 | 0.375 | Square D | 90A-1P 480V 100A Frame S/I Brkr | E
FA14080 | Loadcenters and Panels | 73.2 | 15% | 84.18 | 0.375 | Square D | 80A-1P 480V 100A Frame S/I Brkr | E
FA14070 | Loadcenters and Panels | 73.2 | 15% | 84.18 | 0.3125 | Square D | 70A-1P 480V 100A Frame S/I Brkr | E
FA14060 | Loadcenters and Panels | 73.2 | 15% | 84.18 | 0.25 | Square D | 60A-1P 480V 100A Frame S/I Brkr | E
FA14050 | Loadcenters and Panels | 73.2 | 15% | 84.18 | 0.25 | Square D | 50A-1P 480V 100A Frame S/I Brkr | E
FA14045 | Loadcenters and Panels | 73.2 | 15% | 84.18 | 0.25 | Square D | 45A-1P 480V 100A Frame S/I Brkr | E
FA14040 | Loadcenters and Panels | 73.2 | 15% | 84.18 | 0.25 | Square D | 40A-1P 480V 100A Frame S/I Brkr | E
FA14035 | Loadcenters and Panels | 73.2 | 15% | 84.18 | 0.25 | Square D | 35A-1P 480V 100A Frame S/I Brkr | E
EHB34100 | Loadcenters and Panels | 219.6 | 15% | 252.54 | 0.6875 | Square D | 100A-3P 480V 14K Bolt-On Brkr | E
EHB34090 | Loadcenters and Panels | 219.6 | 15% | 252.54 | 0.6875 | Square D | 90A-3P 480V 14K Bolt-On Brkr | E
EHB34080 | Loadcenters and Panels | 219.6 | 15% | 252.54 | 0.6875 | Square D | 80A-3P 480V 14K Bolt-On Brkr | E
EHB34070 | Loadcenters and Panels | 219.6 | 15% | 252.54 | 0.5625 | Square D | 70A-3P 480V 14K Bolt-On Brkr | E
EHB34060 | Loadcenters and Panels | 160.8 | 15% | 184.92 | 0.4375 | Square D | 60A-3P 480V 14K Bolt-On Brkr | E
EHB34050 | Loadcenters and Panels | 160.8 | 15% | 184.92 | 0.4375 | Square D | 50A-3P 480V 14K Bolt-On Brkr | E
EHB34045 | Loadcenters and Panels | 160.8 | 15% | 184.92 | 0.4375 | Square D | 45A-3P 480V 14K Bolt-On Brkr | E
EHB34040 | Loadcenters and Panels | 160.8 | 15% | 184.92 | 0.4375 | Square D | 40A-3P 480V 14K Bolt-On Brkr | E
EHB34035 | Loadcenters and Panels | 160.8 | 15% | 184.92 | 0.4375 | Square D | 35A-3P 480V 14K Bolt-On Brkr | E
EHB34030HID | Loadcenters and Panels | 271.2 | 15% | 311.88 | 0.5 | Square D | 30A-3P 480V 14K Bolt-On HID Brkr | E
EHB34030 | Loadcenters and Panels | 160.8 | 15% | 184.92 | 0.4375 | Square D | 30A-3P 480V 14K Bolt-On Brkr | E
EHB34025HID | Loadcenters and Panels | 271.2 | 15% | 311.88 | 0.5 | Square D | 25A-3P 480V 14K Bolt-On HID Brkr | E
EHB34025 | Loadcenters and Panels | 160.8 | 15% | 184.92 | 0.4375 | Square D | 25A-3P 480V 14K Bolt-On Brkr | E
EHB34020HID | Loadcenters and Panels | 271.2 | 15% | 311.88 | 0.5 | Square D | 20A-3P 480V 14K Bolt-On HID Brkr | E
EHB34020 | Loadcenters and Panels | 160.8 | 15% | 184.92 | 0.4375 | Square D | 20A-3P 480V 14K Bolt-On Brkr | E
EHB34015HID | Loadcenters and Panels | 271.2 | 15% | 311.88 | 0.5 | Square D | 15A-3P 480V 14K Bolt-On HID Brkr | E
EHB34015 | Loadcenters and Panels | 160.8 | 15% | 184.92 | 0.4375 | Square D | 15A-3P 480V 14K Bolt-On Brkr | E
EHB24100 | Loadcenters and Panels | 182.4 | 15% | 209.76 | 0.6875 | Square D | 100A-2P 480V 14K Bolt-On Brkr | E
EHB24090 | Loadcenters and Panels | 182.4 | 15% | 209.76 | 0.6875 | Square D | 90A-2P 480V 14K Bolt-On Brkr | E
EHB24080 | Loadcenters and Panels | 182.4 | 15% | 209.76 | 0.6875 | Square D | 80A-2P 480V 14K Bolt-On Brkr | E
EHB24070 | Loadcenters and Panels | 182.4 | 15% | 209.76 | 0.5625 | Square D | 70A-2P 480V 14K Bolt-On Brkr | E
EHB24060 | Loadcenters and Panels | 129.6 | 15% | 149.04 | 0.4375 | Square D | 60A-2P 480V 14K Bolt-On Brkr | E
EHB24050 | Loadcenters and Panels | 129.6 | 15% | 149.04 | 0.4375 | Square D | 50A-2P 480V 14K Bolt-On Brkr | E
EHB24045 | Loadcenters and Panels | 129.6 | 15% | 149.04 | 0.4375 | Square D | 45A-2P 480V 14K Bolt-On Brkr | E
EHB24040 | Loadcenters and Panels | 129.6 | 15% | 149.04 | 0.4375 | Square D | 40A-2P 480V 14K Bolt-On Brkr | E
EHB24035 | Loadcenters and Panels | 129.6 | 15% | 149.04 | 0.4375 | Square D | 35A-2P 480V 14K Bolt-On Brkr | E
EHB24030HID | Loadcenters and Panels | 184.8 | 15% | 212.52 | 0.4375 | Square D | 30A-2P 480V 14K Bolt-On HID Brkr | E
EHB24030 | Loadcenters and Panels | 129.6 | 15% | 149.04 | 0.4375 | Square D | 30A-2P 480V 14K Bolt-On Brkr | E
EHB24025HID | Loadcenters and Panels | 184.8 | 15% | 212.52 | 0.4375 | Square D | 25A-2P 480V 14K Bolt-On HID Brkr | E
EHB24025 | Loadcenters and Panels | 129.6 | 15% | 149.04 | 0.4375 | Square D | 25A-2P 480V 14K Bolt-On Brkr | E
EHB24020HID | Loadcenters and Panels | 184.8 | 15% | 212.52 | 0.4375 | Square D | 20A-2P 480V 14K Bolt-On HID Brkr | E
EHB24020 | Loadcenters and Panels | 129.6 | 15% | 149.04 | 0.4375 | Square D | 20A-2P 480V 14K Bolt-On Brkr | E
EHB24015HID | Loadcenters and Panels | 184.8 | 15% | 212.52 | 0.4375 | Square D | 15A-2P 480V 14K Bolt-On HID Brkr | E
EHB24015 | Loadcenters and Panels | 129.6 | 15% | 149.04 | 0.4375 | Square D | 15A-2P 480V 14K Bolt-On Brkr | E
EHB14060 | Loadcenters and Panels | 36 | 15% | 41.4 | 0.3125 | Square D | 60A-1P 480V 14K Bolt-On Brkr | E
EHB14050 | Loadcenters and Panels | 36 | 15% | 41.4 | 0.3125 | Square D | 50A-1P 480V 14K Bolt-On Brkr | E
EHB14045 | Loadcenters and Panels | 36 | 15% | 41.4 | 0.3125 | Square D | 45A-1P 480V 14K Bolt-On Brkr | E
EHB14040 | Loadcenters and Panels | 36 | 15% | 41.4 | 0.3125 | Square D | 40A-1P 480V 14K Bolt-On Brkr | E
EHB14035 | Loadcenters and Panels | 36 | 15% | 41.4 | 0.3125 | Square D | 35A-1P 480V 14K Bolt-On Brkr | E
EHB14030HID | Loadcenters and Panels | 61.2 | 15% | 70.38 | 0.3125 | Square D | 30A-1P 480V 14K Bolt-On HID Brkr | E
EHB14030 | Loadcenters and Panels | 36 | 15% | 41.4 | 0.3125 | Square D | 30A-1P 480V 14K Bolt-On Brkr | E
EHB14025HID | Loadcenters and Panels | 61.2 | 15% | 70.38 | 0.3125 | Square D | 25A-1P 480V 14K Bolt-On HID Brkr | E
EHB14025 | Loadcenters and Panels | 36 | 15% | 41.4 | 0.3125 | Square D | 25A-1P 480V 14K Bolt-On Brkr | E
EHB14020HID | Loadcenters and Panels | 61.2 | 15% | 70.38 | 0.3125 | Square D | 20A-1P 480V 14K Bolt-On HID Brkr | E
EHB14020 | Loadcenters and Panels | 36 | 15% | 41.4 | 0.3125 | Square D | 20A-1P 480V 14K Bolt-On Brkr | E
EHB14015HID | Loadcenters and Panels | 61.2 | 15% | 70.38 | 0.3125 | Square D | 15A-1P 480V 14K Bolt-On HID Brkr | E
EHB14015 | Loadcenters and Panels | 36 | 15% | 41.4 | 0.3125 | Square D | 15A-1P 480V 14K Bolt-On Brkr | E
EDB34125 | Loadcenters and Panels | 580.8 | 15% | 667.92 | 0.4375 | Square D | 125A-3P 480V "D" Bolt-On Brkr | E
EDB34110 | Loadcenters and Panels | 580.8 | 15% | 667.92 | 0.4375 | Square D | 110A-3P 480V "D" Bolt-On Brkr | E
EDB34100 | Loadcenters and Panels | 219.6 | 15% | 252.54 | 0.4375 | Square D | 100A-3P 480V "D" Bolt-On Brkr | E
EDB34090 | Loadcenters and Panels | 219.6 | 15% | 252.54 | 0.4375 | Square D | 90A-3P 480V "D" Bolt-On Brkr | E
EDB34080 | Loadcenters and Panels | 219.6 | 15% | 252.54 | 0.375 | Square D | 80A-3P 480V "D" Bolt-On Brkr | E
EDB34070 | Loadcenters and Panels | 219.6 | 15% | 252.54 | 0.375 | Square D | 70A-3P 480V "D" Bolt-On Brkr | E
EDB34060 | Loadcenters and Panels | 160.8 | 15% | 184.92 | 0.375 | Square D | 60A-3P 480V "D" Bolt-On Brkr | E
EDB34050 | Loadcenters and Panels | 160.8 | 15% | 184.92 | 0.375 | Square D | 50A-3P 480V "D" Bolt-On Brkr | E
EDB34045 | Loadcenters and Panels | 160.8 | 15% | 184.92 | 0.25 | Square D | 45A-3P 480V "D" Bolt-On Brkr | E
EDB34040 | Loadcenters and Panels | 160.8 | 15% | 184.92 | 0.25 | Square D | 40A-3P 480V "D" Bolt-On Brkr | E
EDB34035 | Loadcenters and Panels | 160.8 | 15% | 184.92 | 0.25 | Square D | 35A-3P 480V "D" Bolt-On Brkr | E
EDB34030 | Loadcenters and Panels | 160.8 | 15% | 184.92 | 0.25 | Square D | 30A-3P 480V "D" Bolt-On Brkr | E
EDB34025 | Loadcenters and Panels | 160.8 | 15% | 184.92 | 0.4375 | Square D | 25A-3P 480V "D" Bolt-On Brkr | E
EDB34020 | Loadcenters and Panels | 160.8 | 15% | 184.92 | 0.4375 | Square D | 20A-3P 480V "D" Bolt-On Brkr | E
EDB34015 | Loadcenters and Panels | 160.8 | 15% | 184.92 | 0.4375 | Square D | 15A-3P 480V "D" Bolt-On Brkr | E
EDB24110 | Loadcenters and Panels | 468 | 15% | 538.2 | 0.4375 | Square D | 110A-2P 480V "D" Bolt-On Brkr | E
EDB24100 | Loadcenters and Panels | 182.4 | 15% | 209.76 | 0.4375 | Square D | 100A-2P 480V "D" Bolt-On Brkr | E
EDB24090 | Loadcenters and Panels | 182.4 | 15% | 209.76 | 0.4375 | Square D | 90A-2P 480V "D" Bolt-On Brkr | E
EDB24080 | Loadcenters and Panels | 182.4 | 15% | 209.76 | 0.4375 | Square D | 80A-2P 480V "D" Bolt-On Brkr | E
EDB24070 | Loadcenters and Panels | 182.4 | 15% | 209.76 | 0.4375 | Square D | 70A-2P 480V "D" Bolt-On Brkr | E
EDB24060 | Loadcenters and Panels | 129.6 | 15% | 149.04 | 0.4375 | Square D | 60A-2P 480V "D" Bolt-On Brkr | E
EDB24050 | Loadcenters and Panels | 129.6 | 15% | 149.04 | 0.375 | Square D | 50A-2P 480V "D" Bolt-On Brkr | E
EDB24045 | Loadcenters and Panels | 129.6 | 15% | 149.04 | 0.375 | Square D | 45A-2P 480V "D" Bolt-On Brkr | E
EDB24040 | Loadcenters and Panels | 129.6 | 15% | 149.04 | 0.375 | Square D | 40A-2P 480V "D" Bolt-On Brkr | E
EDB24035 | Loadcenters and Panels | 129.6 | 15% | 149.04 | 0.375 | Square D | 35A-2P 480V "D" Bolt-On Brkr | E
EDB24030 | Loadcenters and Panels | 129.6 | 15% | 149.04 | 0.375 | Square D | 30A-2P 480V "D" Bolt-On Brkr | E
EDB24025 | Loadcenters and Panels | 129.6 | 15% | 149.04 | 0.375 | Square D | 25A-2P 480V "D" Bolt-On Brkr | E
EDB24020 | Loadcenters and Panels | 129.6 | 15% | 149.04 | 0.375 | Square D | 20A-2P 480V "D" Bolt-On Brkr | E
EDB24015 | Loadcenters and Panels | 129.6 | 15% | 149.04 | 0.375 | Square D | 15A-2P 480V "D" Bolt-On Brkr | E
EDB14070 | Loadcenters and Panels | 73.2 | 15% | 84.18 | 0.375 | Square D | 70A-1P 277V "D" Bolt-On Brkr | E
EDB14060 | Loadcenters and Panels | 36 | 15% | 41.4 | 0.25 | Square D | 60A-1P 277V "D" Bolt-On Brkr | E
EDB14050 | Loadcenters and Panels | 36 | 15% | 41.4 | 0.25 | Square D | 50A-1P 277V "D" Bolt-On Brkr | E
EDB14045 | Loadcenters and Panels | 36 | 15% | 41.4 | 0.25 | Square D | 45A-1P 277V "D" Bolt-On Brkr | E
EDB14040 | Loadcenters and Panels | 36 | 15% | 41.4 | 0.25 | Square D | 40A-1P 277V "D" Bolt-On Brkr | E
EDB14035 | Loadcenters and Panels | 36 | 15% | 41.4 | 0.25 | Square D | 35A-1P 277V "D" Bolt-On Brkr | E
EDB14030 | Loadcenters and Panels | 36 | 15% | 41.4 | 0.25 | Square D | 30A-1P 277V "D" Bolt-On Brkr | E
EDB14025 | Loadcenters and Panels | 36 | 15% | 41.4 | 0.25 | Square D | 25A-1P 277V "D" Bolt-On Brkr | E
EDB14020 | Loadcenters and Panels | 36 | 15% | 41.4 | 0.25 | Square D | 20A-1P 277V "D" Bolt-On Brkr | E
EDB14015 | Loadcenters and Panels | 36 | 15% | 41.4 | 0.25 | Square D | 15A-1P 277V "D" Bolt-On Brkr | E
8736 | Loadcenters and Panels | 745.6 | 15% | 857.44 | 1 | Square D | Size 0 3P Reversing Starter Unit | E
8536 | Loadcenters and Panels | 508.2 | 15% | 584.43 | 1 | Square D | Size 0/0 3P Twin Starter Unit | E
7H5S41DDI | Loadcenters and Panels | 1342.44 | 15% | 1543.81 | 7.5 | Square D | 7.5 KVA-277V Operating Room Panel | E
7H5S41CDDI | Loadcenters and Panels | 1511.46 | 15% | 1738.18 | 7.5 | Square D | 7.5 KVA-277V ICU/CCU Panel | E
7H5S31DDI | Loadcenters and Panels | 1342.44 | 15% | 1543.81 | 7.5 | Square D | 7.5 KVA-240V Operating Room Panel | E
7H5S31CDDI | Loadcenters and Panels | 1511.46 | 15% | 1738.18 | 7.5 | Square D | 7.5 KVA-240V ICU/CCU Panel | E
7H5S21DDI | Loadcenters and Panels | 1342.44 | 15% | 1543.81 | 7.5 | Square D | 7.5 KVA-208V Operating Room Panel | E
7H5S21CDDI | Loadcenters and Panels | 1511.46 | 15% | 1738.18 | 7.5 | Square D | 7.5 KVA-208V ICU/CCU Panel | E
7H5S11DDI | Loadcenters and Panels | 1342.44 | 15% | 1543.81 | 7.5 | Square D | 7.5 KVA-120V Operating Room Panel | E
7H5S11CDDI | Loadcenters and Panels | 1511.46 | 15% | 1738.18 | 7.5 | Square D | 7.5 KVA-120V ICU/CCU Panel | E
78000003087 | Loadcenters and Panels | 4620 | 15% | 5313 | 42.5 | Generic | 1800A MCC w/Fusible Switches | E
78000003086 | Loadcenters and Panels | 4110 | 15% | 4726.5 | 37.5 | Generic | 1600A MCC w/Fusible Switches | E
78000003085 | Loadcenters and Panels | 3765 | 15% | 4329.75 | 30 | Generic | 1200A MCC w/Fusible Switches | E
78000003084 | Loadcenters and Panels | 2440 | 15% | 2806 | 25 | Generic | 1000A MCC w/Fusible Switches | E
78000003083 | Loadcenters and Panels | 1910 | 15% | 2196.5 | 22.5 | Generic | 800A MCC w/Fusible Switches | E
78000003082 | Loadcenters and Panels | 1415 | 15% | 1627.25 | 17.5 | Generic | 600A MCC w/Fusible Switches | E
78000003081 | Loadcenters and Panels | 815 | 15% | 937.25 | 15 | Generic | 400A MCC w/Fusible Switches | E
78000003080 | Loadcenters and Panels | 815 | 15% | 937.25 | 10 | Generic | 200A MCC w/Fusible Switches | E
78000003079 | Loadcenters and Panels | 645 | 15% | 741.75 | 7.5 | Generic | 100A MCC w/Fusible Switches | E
78000003078 | Loadcenters and Panels | 390 | 15% | 448.5 | 7.5 | Generic | 60A MCC w/Fusible Switches | E
78000003077 | Loadcenters and Panels | 390 | 15% | 448.5 | 7.5 | Generic | 30A MCC w/Fusible Switches | E
78000003076 | Loadcenters and Panels | 5620 | 15% | 6463 | 42.5 | Generic | 1800A MCC w/Circuit Breakers | E
78000003075 | Loadcenters and Panels | 5290 | 15% | 6083.5 | 37.5 | Generic | 1600A MCC w/Circuit Breakers | E
78000003074 | Loadcenters and Panels | 5120 | 15% | 5888 | 35 | Generic | 1400A MCC w/Circuit Breakers | E
78000003073 | Loadcenters and Panels | 3150 | 15% | 3622.5 | 30 | Generic | 1200A MCC w/Circuit Breakers | E
78000003072 | Loadcenters and Panels | 2740 | 15% | 3151 | 25 | Generic | 1000A MCC w/Circuit Breakers | E
78000003071 | Loadcenters and Panels | 2080 | 15% | 2392 | 22.5 | Generic | 800A MCC w/Circuit Breakers | E
78000003070 | Loadcenters and Panels | 1705 | 15% | 1960.75 | 17.5 | Generic | 600A MCC w/Circuit Breakers | E
78000003069 | Loadcenters and Panels | 1070 | 15% | 1230.5 | 15 | Generic | 400A MCC w/Circuit Breakers | E
78000003068 | Loadcenters and Panels | 1070 | 15% | 1230.5 | 10 | Generic | 225A MCC w/Circuit Breakers | E
78000003067 | Loadcenters and Panels | 500 | 15% | 575 | 7.5 | Generic | 100A MCC w/Circuit Breakers | E
78000003066 | Loadcenters and Panels | 440 | 15% | 506 | 7.5 | Generic | 50A MCC w/Circuit Breakers | E
78000003065 | Loadcenters and Panels | 21680 | 15% | 24932 | 75 | Generic | 4000A MCB 3 Ph Switchboard | E
78000003064 | Loadcenters and Panels | 16265 | 15% | 18704.75 | 65 | Generic | 3000A MCB 3 Ph Switchboard | E
78000003063 | Loadcenters and Panels | 13555 | 15% | 15588.25 | 55 | Generic | 2500A MCB 3 Ph Switchboard | E
78000003062 | Loadcenters and Panels | 10840 | 15% | 12466 | 45 | Generic | 2000A MCB 3 Ph Switchboard | E
78000003061 | Loadcenters and Panels | 10210 | 15% | 11741.5 | 35 | Generic | 1600A MCB 3 Ph Switchboard | E
78000003060 | Loadcenters and Panels | 8600 | 15% | 9890 | 30 | Generic | 1200A MCB 3 Ph Switchboard | E
78000003059 | Loadcenters and Panels | 4340 | 15% | 4991 | 25 | Generic | 800A MCB 3 Ph Switchboard | E
78000003058 | Loadcenters and Panels | 2225 | 15% | 2558.75 | 22.5 | Generic | 600A MCB 3 Ph Switchboard | E
78000003057 | Loadcenters and Panels | 1540 | 15% | 1771 | 20 | Generic | 400A MCB 3 Ph Switchboard | E
78000003056 | Loadcenters and Panels | 13345 | 15% | 15346.75 | 75 | Generic | 4000A MLO 3 Ph Switchboard | E
78000003055 | Loadcenters and Panels | 10010 | 15% | 11511.5 | 65 | Generic | 3000A MLO 3 Ph Switchboard | E
78000003054 | Loadcenters and Panels | 8340 | 15% | 9591 | 55 | Generic | 2500A MLO 3 Ph Switchboard | E
78000003053 | Loadcenters and Panels | 6670 | 15% | 7670.5 | 45 | Generic | 2000A MLO 3 Ph Switchboard | E
78000003052 | Loadcenters and Panels | 5200 | 15% | 5980 | 35 | Generic | 1600A MLO 3 Ph Switchboard | E
78000003051 | Loadcenters and Panels | 4005 | 15% | 4605.75 | 30 | Generic | 1200A MLO 3 Ph Switchboard | E
78000003050 | Loadcenters and Panels | 2670 | 15% | 3070.5 | 25 | Generic | 800A MLO 3 Ph Switchboard | E
78000003028 | Loadcenters and Panels | 5640 | 15% | 6486 | 25 | Generic | 1200A MCB 3 Ph 480V Dist Panel - N1 | E
78000003027 | Loadcenters and Panels | 5195 | 15% | 5974.25 | 22.5 | Generic | 1000A MCB 3 Ph 480V Dist Panel - N1 | E
78000003026 | Loadcenters and Panels | 2685 | 15% | 3087.75 | 22.5 | Generic | 800A MCB 3 Ph 480V Dist Panel - N1 | E
78000003025 | Loadcenters and Panels | 2330 | 15% | 2679.5 | 20 | Generic | 600A MCB 3 Ph 480V Dist Panel - N1 | E
78000003024 | Loadcenters and Panels | 1390 | 15% | 1598.5 | 25 | Generic | 1200A MLO 3 Ph 480V Dist Panel - N1 | E
78000003023 | Loadcenters and Panels | 1350 | 15% | 1552.5 | 22.5 | Generic | 800A MLO 3 Ph 480V Dist Panel - N1 | E
78000003022 | Loadcenters and Panels | 835 | 15% | 960.25 | 20 | Generic | 600A MLO 3 Ph 480V Dist Panel - N1 | E
78000003021 | Loadcenters and Panels | 515 | 15% | 592.25 | 17.5 | Generic | 400A MLO 3 Ph 480V Dist Panel - N1 | E
78000003020 | Loadcenters and Panels | 1090 | 15% | 1253.5 | 12.5 | Generic | 225A MCB 3 Ph 480V Panel - N3R | E
78000003019 | Loadcenters and Panels | 810 | 15% | 931.5 | 10 | Generic | 125A MCB 3 Ph 480V Panel - N3R | E
78000003018 | Loadcenters and Panels | 735 | 15% | 845.25 | 12.5 | Generic | 225A MLO 3 Ph 480V Panel - N3R | E
78000003017 | Loadcenters and Panels | 615 | 15% | 707.25 | 10 | Generic | 125A MLO 3 Ph 480V Panel - N3R | E
78000003016 | Loadcenters and Panels | 1435 | 15% | 1650.25 | 15 | Generic | 400A MCB 3 Ph 480V Panel - N1 | E
78000003015 | Loadcenters and Panels | 1435 | 15% | 1650.25 | 15 | Generic | 300A MCB 3 Ph 480V Panel - N1 | E
78000003014 | Loadcenters and Panels | 975 | 15% | 1121.25 | 12.5 | Generic | 225A MCB 3 Ph 480V Panel - N1 | E
78000003013 | Loadcenters and Panels | 550 | 15% | 632.5 | 10 | Generic | 100A MCB 3 Ph 480V Panel - N1 | E
78000003012 | Loadcenters and Panels | 640 | 15% | 736 | 17.5 | Generic | 600A MLO 3 Ph 480V Panel - N1 | E
78000003011 | Loadcenters and Panels | 560 | 15% | 644 | 15 | Generic | 400A MLO 3 Ph 480V Panel - N1 | E
78000003010 | Loadcenters and Panels | 480 | 15% | 552 | 12.5 | Generic | 225A MLO 3 Ph 480V Panel - N1 | E
78000003009 | Loadcenters and Panels | 355 | 15% | 408.25 | 10 | Generic | 125A MLO 3 Ph 480V Panel - N1 | E
78000003008 | Loadcenters and Panels | 995 | 15% | 1144.25 | 12.5 | Generic | 225A MCB 3 Ph 240V Panel - N3R | E
78000003007 | Loadcenters and Panels | 660 | 15% | 759 | 10 | Generic | 100A MCB 3 Ph 240V Panel - N3R | E
78000003006 | Loadcenters and Panels | 520 | 15% | 598 | 12.5 | Generic | 225A MLO 3 Ph 240V Panel - N3R | E
78000003005 | Loadcenters and Panels | 415 | 15% | 477.25 | 10 | Generic | 100A MLO 3 Ph 240V Panel - N3R | E
78000003004 | Loadcenters and Panels | 815 | 15% | 937.25 | 12.5 | Generic | 225A MCB 3 Ph 240V Panel - N1 | E
78000003003 | Loadcenters and Panels | 400 | 15% | 460 | 10 | Generic | 100A MCB 3 Ph 240V Panel - N1 | E
78000003002 | Loadcenters and Panels | 320 | 15% | 368 | 12.5 | Generic | 225A MLO 3 Ph 240V Panel - N1 | E
78000003001 | Loadcenters and Panels | 265 | 15% | 304.75 | 10 | Generic | 100A MLO 3 Ph 240V Panel - N1 | E
5H5S41DDI | Loadcenters and Panels | 1227.24 | 15% | 1411.33 | 7.5 | Square D | 5 KVA-277V Operating Room Panel | E
5H5S41CDDI | Loadcenters and Panels | 1461.24 | 15% | 1680.43 | 7.5 | Square D | 5 KVA-277V ICU/CCU Panel | E
5H5S31DDI | Loadcenters and Panels | 1164.06 | 15% | 1338.67 | 7.5 | Square D | 5 KVA-240V Operating Room Panel | E
5H5S31CDDI | Loadcenters and Panels | 1431.36 | 15% | 1646.06 | 7.5 | Square D | 5 KVA-240V ICU/CCU Panel | E
5H5S21DDI | Loadcenters and Panels | 1164.06 | 15% | 1338.67 | 7.5 | Square D | 5 KVA-208V Operating Room Panel | E
5H5S21CDDI | Loadcenters and Panels | 1431.36 | 15% | 1646.06 | 7.5 | Square D | 5 KVA-208V ICU/CCU Panel | E
5H5S11DDI | Loadcenters and Panels | 1164.06 | 15% | 1338.67 | 7.5 | Square D | 5 KVA-120V Operating Room Panel | E
5H5S11CDDI | Loadcenters and Panels | 1431.36 | 15% | 1646.06 | 7.5 | Square D | 5 KVA-120V ICU/CCU Panel | E
3H5S41DDI | Loadcenters and Panels | 1164.06 | 15% | 1338.67 | 7.5 | Square D | 3 KVA-277V Operating Room Panel | E
3H5S41CDDI | Loadcenters and Panels | 1431.36 | 15% | 1646.06 | 7.5 | Square D | 3 KVA-277V ICU/CCU Panel | E
3H5S31DDI | Loadcenters and Panels | 1164.06 | 15% | 1338.67 | 7.5 | Square D | 3 KVA-240V Operating Room Panel | E
3H5S31CDDI | Loadcenters and Panels | 1392.12 | 15% | 1600.94 | 7.5 | Square D | 3 KVA-240V ICU/CCU Panel | E
3H5S11DDI | Loadcenters and Panels | 1164.06 | 15% | 1338.67 | 7.5 | Square D | 3 KVA-120V Operating Room Panel | E
3H5S11CDDI | Loadcenters and Panels | 1392.12 | 15% | 1600.94 | 7.5 | Square D | 3 KVA-120V ICU/CCU Panel | E
3H5D21DDI | Loadcenters and Panels | 1164.06 | 15% | 1338.67 | 7.5 | Square D | 3 KVA-208V Operating Room Panel | E
3H5D21CDDI | Loadcenters and Panels | 1392.12 | 15% | 1600.94 | 7.5 | Square D | 3 KVA-208V ICU/CCU Panel | E
25H5S43DDI | Loadcenters and Panels | 3075.3 | 15% | 3536.6 | 12.5 | Square D | 25 KVA-277/240 X-Ray Panel | E
25H5S42DDI | Loadcenters and Panels | 3075.3 | 15% | 3536.6 | 12.5 | Square D | 25 KVA-277/240 X-Ray Panel | E
25H5S33DDI | Loadcenters and Panels | 3047.76 | 15% | 3504.92 | 12.5 | Square D | 25 KVA-240/240 X-Ray Panel | E
25H5S32DDI | Loadcenters and Panels | 3047.76 | 15% | 3504.92 | 12.5 | Square D | 25 KVA-240/208 X-Ray Panel | E
25H5S23DDI | Loadcenters and Panels | 3047.76 | 15% | 3504.92 | 12.5 | Square D | 25 KVA-208/240 X-Ray Panel | E
25H5S22DDI | Loadcenters and Panels | 3047.76 | 15% | 3504.92 | 12.5 | Square D | 25 KVA-208/208 X-Ray Panel | E
15H5S43DDI | Loadcenters and Panels | 3003.84 | 15% | 3454.42 | 10 | Square D | 15 KVA-277/240 X-Ray Panel | E
15H5S42DDI | Loadcenters and Panels | 3003.84 | 15% | 3454.42 | 10 | Square D | 15 KVA-277/208 X-Ray Panel | E
15H5S33DDI | Loadcenters and Panels | 2974.32 | 15% | 3420.47 | 10 | Square D | 15 KVA-240/240 X-Ray Panel | E
15H5S32DDI | Loadcenters and Panels | 2974.32 | 15% | 3420.47 | 10 | Square D | 15 KVA-240/208 X-Ray Panel | E
15H5S23DDI | Loadcenters and Panels | 2974.32 | 15% | 3420.47 | 10 | Square D | 15 KVA-208/240 X-Ray Panel | E
15H5S22DDI | Loadcenters and Panels | 2974.32 | 15% | 3420.47 | 10 | Square D | 15 KVA-208/208 X-Ray Panel | E
10H5S41DDI | Loadcenters and Panels | 1429.56 | 15% | 1643.99 | 7.5 | Square D | 10 KVA-277V Operating Room Panel | E
10H5S41CDDI | Loadcenters and Panels | 1546.74 | 15% | 1778.75 | 7.5 | Square D | 10 KVA-277V ICU/CCU Panel | E
10H5S31DDI | Loadcenters and Panels | 1392.12 | 15% | 1600.94 | 7.5 | Square D | 10 KVA-240V Operating Room Panel | E
10H5S31CDDI | Loadcenters and Panels | 1507.86 | 15% | 1734.04 | 7.5 | Square D | 10 KVA-240V ICU/CCU Panel | E
10H5S2C1DDI | Loadcenters and Panels | 1507.86 | 15% | 1734.04 | 7.5 | Square D | 10 KVA-208V ICU/CCU Panel | E
10H5S21DDI | Loadcenters and Panels | 1392.12 | 15% | 1600.94 | 7.5 | Square D | 10 KVA-208V Operating Room Panel | E
10H5S1C1DDI | Loadcenters and Panels | 1507.86 | 15% | 1734.04 | 7.5 | Square D | 10 KVA-120V ICU/CCU Panel | E
10H5S11DDI | Loadcenters and Panels | 1392.12 | 15% | 1600.94 | 7.5 | Square D | 10 KVA-120V Operating Room Panel | E
UTRS213B | Meters and Meter Centers | 80.56 | 15% | 92.64 | 2.5 | Square D | 200A Ringless Underground Meter Can | E
UTRS202B | Meters and Meter Centers | 67.26 | 15% | 77.35 | 2.5 | Square D | 200A Ringless Overhead Meter Can | E
UTRS101B | Meters and Meter Centers | 46.74 | 15% | 53.75 | 1.75 | Square D | 100A Ringless Overhead Meter Can | E
UTH7300T | Meters and Meter Centers | 315.4 | 15% | 362.71 | 5.5 | Square D | 320A 7 Jaw Overhead Meter Can | E
UTH7213T | Meters and Meter Centers | 253.08 | 15% | 291.04 | 2.5 | Square D | 200A 7 Jaw Overhead Meter Can | E
UTH5213T | Meters and Meter Centers | 214.32 | 15% | 246.47 | 2.5 | Square D | 200A 5 Jaw Underground Meter Can | E
UTH5203T | Meters and Meter Centers | 187.72 | 15% | 215.88 | 2.5 | Square D | 200A 5 Jaw Overhead Meter Can | E
UTH4330T | Meters and Meter Centers | 315.4 | 15% | 362.71 | 5.5 | Square D | 320A Ringless Overhead Meter Can | E
UTH4213T | Meters and Meter Centers | 182.02 | 15% | 209.32 | 2.5 | Square D | 200A 4 Jaw Underground Meter Can | E
UTH4203T | Meters and Meter Centers | 176.7 | 15% | 203.21 | 2.5 | Square D | 200A 4 Jaw Overhead Meter Can | E
UT6R2392TU | Meters and Meter Centers | 541.8 | 15% | 623.07 | 7.5 | Square D | 6G 200A-3W Ganged Meter Socket | E
UT6R1131B | Meters and Meter Centers | 404.95 | 15% | 465.69 | 7.25 | Square D | 6G 100A-3W Ganged Meter Socket | E
UT5R2392TU | Meters and Meter Centers | 484.05 | 15% | 556.66 | 6.75 | Square D | 5G 200A-3W Ganged Meter Socket | E
UT5R1131B | Meters and Meter Centers | 317.8 | 15% | 365.47 | 6.5 | Square D | 5G 100A-3W Ganged Meter Socket | E
UT4R2352T | Meters and Meter Centers | 387.1 | 15% | 445.17 | 5.5 | Square D | 4G 200A-3W Ganged Meter Socket | E
UT4R1131B | Meters and Meter Centers | 231 | 15% | 265.65 | 5.25 | Square D | 4G 100A-3W Ganged Meter Socket | E
UT2R2112B | Meters and Meter Centers | 226.45 | 15% | 260.42 | 4.75 | Square D | 2G 200A-3W Ganged Meter Socket | E
UT2R1121B | Meters and Meter Centers | 196 | 15% | 225.4 | 4.5 | Square D | 2G 100A-3W Ganged Meter Socket | E
URTRS101B | Meters and Meter Centers | 46.74 | 15% | 53.75 | 1.75 | Square D | 100A Overhead Meter Can w/Ring | E
THQD22200 | Meters and Meter Centers | 79.86 | 15% | 91.84 | 0.75 | GE Controls | 200A-2P 240V 22K Plug-on Meter Brkr | E
THQD22175 | Meters and Meter Centers | 79.86 | 15% | 91.84 | 0.75 | GE Controls | 175A-2P 240V 22K Plug-on Meter Brkr | E
THQD22150 | Meters and Meter Centers | 79.86 | 15% | 91.84 | 0.75 | GE Controls | 150A-2P 240V 22K Plug-on Meter Brkr | E
THQD22125 | Meters and Meter Centers | 79.86 | 15% | 91.84 | 0.625 | GE Controls | 125A-2P 240V 22K Plug-on Meter Brkr | E
THQD22100 | Meters and Meter Centers | 72.6 | 15% | 83.49 | 0.625 | GE Controls | 100A-2P 240V 22K Plug-on Meter Brkr | E
Q2MH2200 | Meters and Meter Centers | 432.9 | 15% | 497.84 | 0.75 | Square D | 200A-2P 240V 42K Plug-on Meter Brkr | E
Q2MH2175 | Meters and Meter Centers | 432.9 | 15% | 497.84 | 0.75 | Square D | 175A-2P 240V 42K Plug-on Meter Brkr | E
Q2MH2150 | Meters and Meter Centers | 432.9 | 15% | 497.84 | 0.75 | Square D | 150A-2P 240V 42K Plug-on Meter Brkr | E
Q2MH2125 | Meters and Meter Centers | 432.9 | 15% | 497.84 | 0.625 | Square D | 125A-2P 240V 42K Plug-on Meter Brkr | E
Q2MH2100 | Meters and Meter Centers | 432.9 | 15% | 497.84 | 0.625 | Square D | 100A-2P 240V 42K Plug-on Meter Brkr | E
MP86200 | Meters and Meter Centers | 1414 | 15% | 1626.1 | 7.25 | Square D | 6 Meters 800A 1Ph Center-200A Max | E
MP85200 | Meters and Meter Centers | 1181.95 | 15% | 1359.24 | 6.5 | Square D | 5 Meters 800A 1Ph Center-200A Max | E
MP66125 | Meters and Meter Centers | 845.25 | 15% | 972.04 | 9.75 | Square D | 6 Meters 600A 1Ph Center-125A Max | E
MP64200 | Meters and Meter Centers | 984.9 | 15% | 1132.64 | 5.25 | Square D | 4 Meters 600A 1Ph Center-200A Max | E
MP45125 | Meters and Meter Centers | 363 | 15% | 417.45 | 6.5 | Square D | 5 Meters 500A 1Ph Center-125A Max | E
MP44125 | Meters and Meter Centers | 605.5 | 15% | 696.33 | 5.25 | Square D | 4 Meters 400A 1Ph Center-125A Max | E
MP43200 | Meters and Meter Centers | 752.85 | 15% | 865.78 | 5.25 | Square D | 3 Meters 400A 1Ph Center-200A Max | E
MP42200 | Meters and Meter Centers | 445.9 | 15% | 512.79 | 4.5 | Square D | 2 Meters 400A 1Ph Center-200A Max | E
MP33125 | Meters and Meter Centers | 415.45 | 15% | 477.77 | 5.25 | Square D | 3 Meters 300A 1Ph Center-125A Max | E
MP22125 | Meters and Meter Centers | 341.95 | 15% | 393.24 | 4.5 | Square D | 2 Meters 200A 1Ph Center-125A Max | E
MM6U | Meters and Meter Centers | 659.1 | 15% | 757.97 | 7.25 | ITE | 6 Meters 400A 1Ph Center-125A Max | E
EZMR334225 | Meters and Meter Centers | 2847.32 | 15% | 3274.42 | 6.5 | Square D | 4 Socket 225A 3Ph-3Ph Meter Center | E
EZMR333225 | Meters and Meter Centers | 2054.36 | 15% | 2362.51 | 5.75 | Square D | 3 Socket 225A 3Ph-3Ph Meter Center | E
EZMR332225 | Meters and Meter Centers | 1312.08 | 15% | 1508.89 | 3.5 | Square D | 2 Socket 225A 3Ph-3Ph Meter Center | E
EZM48125R | Meters and Meter Centers | 1061.55 | 15% | 1220.78 | 9.75 | Square D | 8 Socket 125A 3Ph-1Ph Meter Center | E
EZM410-125R | Meters and Meter Centers | 1326.15 | 15% | 1525.07 | 10.25 | Square D | 10 Socket 125A 3Ph-1Ph Meter Center | E
EZM38125R | Meters and Meter Centers | 990 | 15% | 1138.5 | 9.375 | Square D | 8 Socket 125A 1Ph Meter Center | E
EZM3800TB | Meters and Meter Centers | 403.76 | 15% | 464.32 | 11 | Square D | 800A 3Ph Meter Center Terminal Box | E
EZM3800FS | Meters and Meter Centers | 3238.2 | 15% | 3723.93 | 11 | Square D | 800A 3Ph Main Sw Meter Center | E
EZM3800CB | Meters and Meter Centers | 3822 | 15% | 4395.3 | 11 | Square D | 800A 3Ph MCB Meter Center | E
EZM3600FS | Meters and Meter Centers | 2484.44 | 15% | 2857.11 | 11 | Square D | 600A 3Ph Main Sw Meter Center | E
EZM3600CB | Meters and Meter Centers | 2869.16 | 15% | 3299.53 | 11 | Square D | 600A 3Ph MCB Meter Center | E
EZM3400FS | Meters and Meter Centers | 1250.48 | 15% | 1438.05 | 8 | Square D | 400A 3Ph Main Sw Meter Center | E
EZM3400CB | Meters and Meter Centers | 1853.6 | 15% | 2131.64 | 8 | Square D | 400A 3Ph MCB Meter Center | E
EZM3225TB | Meters and Meter Centers | 283.64 | 15% | 326.19 | 5.5 | Square D | 225A 3Ph Meter Center Terminal Box | E
EZM316125 | Meters and Meter Centers | 837.48 | 15% | 963.1 | 7.5 | Square D | 6 Socket 125A 3Ph-1Ph Meter Center | E
EZM31600TB | Meters and Meter Centers | 1127.84 | 15% | 1297.02 | 18 | Square D | 1600A 3Ph Meter Center Terminal Box | E
EZM31600CB | Meters and Meter Centers | 9880.64 | 15% | 11362.74 | 18 | Square D | 1600A 3Ph MCB Meter Center | E
EZM315225 | Meters and Meter Centers | 1377.6 | 15% | 1584.24 | 10 | Square D | 5 Socket 225A 3Ph-1Ph Meter Center | E
EZM315125 | Meters and Meter Centers | 725.76 | 15% | 834.62 | 6.75 | Square D | 5 Socket 125A 3Ph-1Ph Meter Center | E
EZM314225 | Meters and Meter Centers | 1049.72 | 15% | 1207.18 | 7.75 | Square D | 4 Socket 225A 3Ph-1Ph Meter Center | E
EZM314125 | Meters and Meter Centers | 569.52 | 15% | 654.95 | 6.25 | Square D | 4 Socket 125A 3Ph-1Ph Meter Center | E
EZM313225 | Meters and Meter Centers | 781.76 | 15% | 899.02 | 6.5 | Square D | 3 Socket 225A 3Ph-1Ph Meter Center | E
EZM313125 | Meters and Meter Centers | 435.12 | 15% | 500.39 | 5.5 | Square D | 3 Socket 125A 3Ph-1Ph Meter Center | E
EZM312225 | Meters and Meter Centers | 636.44 | 15% | 731.91 | 5.75 | Square D | 2 Socket 225A 3Ph-1Ph Meter Center | E
EZM31200CB | Meters and Meter Centers | 6475.56 | 15% | 7446.89 | 15.5 | Square D | 1200A 3Ph MCB Meter Center | E
EZM310-125R | Meters and Meter Centers | 1237.05 | 15% | 1422.61 | 10 | Square D | 10 Socket 125A 1Ph Meter Center | E
EZM31000CB | Meters and Meter Centers | 4767.56 | 15% | 5482.69 | 15.5 | Square D | 1000A 3Ph MCB Meter Center | E
EZM1800TB | Meters and Meter Centers | 346.08 | 15% | 397.99 | 9.75 | Square D | 800A 1Ph Meter Center Terminal Box | E
EZM1800FS | Meters and Meter Centers | 2512.16 | 15% | 2888.98 | 9.75 | Square D | 800A 240V 1Ph Main Sw Meter Center | E
EZM1800CB | Meters and Meter Centers | 3181.92 | 15% | 3659.21 | 9.75 | Square D | 800A 240V 1Ph MCB Meter Center | E
EZM1600FS | Meters and Meter Centers | 1953.84 | 15% | 2246.92 | 9.75 | Square D | 600A 240V 1Ph Main Sw Meter Center | E
EZM1600CB | Meters and Meter Centers | 2400.44 | 15% | 2760.51 | 9.75 | Square D | 600A 240V 1Ph MCB Meter Center | E
EZM1400FS | Meters and Meter Centers | 1116.92 | 15% | 1284.46 | 7.25 | Square D | 400A 240V 1Ph Main Sw Meter Center | E
EZM1400CB | Meters and Meter Centers | 1730.4 | 15% | 1989.96 | 7.25 | Square D | 400A 240V 1Ph MCB Meter Center | E
EZM1225TB | Meters and Meter Centers | 223.44 | 15% | 256.96 | 4.25 | Square D | 225A 1Ph Meter Center Terminal Box | E
EZM116125 | Meters and Meter Centers | 781.76 | 15% | 899.02 | 7.25 | Square D | 6 Socket 125A 1Ph Meter Center | E
EZM11600TB | Meters and Meter Centers | 1004.64 | 15% | 1155.34 | 15.5 | Square D | 1600A 1Ph Meter Center Terminal Box | E
EZM11600CB | Meters and Meter Centers | 8373.12 | 15% | 9629.09 | 15.375 | Square D | 1600A 240V 1Ph MCB Meter Center | E
EZM115225 | Meters and Meter Centers | 1320.2 | 15% | 1518.23 | 9.625 | Square D | 5 Socket 225A 1Ph Meter Center | E
EZM115125 | Meters and Meter Centers | 659.12 | 15% | 757.99 | 6.5 | Square D | 5 Socket 125A 1Ph Meter Center | E
EZM114225 | Meters and Meter Centers | 1004.64 | 15% | 1155.34 | 7.5 | Square D | 4 Socket 225A 1Ph Meter Center | E
EZM114125 | Meters and Meter Centers | 535.92 | 15% | 616.31 | 5.875 | Square D | 4 Socket 125A 1Ph Meter Center | E
EZM113225 | Meters and Meter Centers | 781.76 | 15% | 899.02 | 6.125 | Square D | 3 Socket 225A 1Ph Meter Center | E
EZM113125 | Meters and Meter Centers | 402.08 | 15% | 462.39 | 5.25 | Square D | 3 Socket 125A 1Ph Meter Center | E
EZM112225 | Meters and Meter Centers | 636.44 | 15% | 731.91 | 5.5 | Square D | 2 Socket 225A 1Ph Meter Center | E
EZM11200CB | Meters and Meter Centers | 5702.48 | 15% | 6557.85 | 13.5 | Square D | 1200A 240V 1Ph MCB Meter Center | E
EZM11000CB | Meters and Meter Centers | 4414.76 | 15% | 5076.97 | 13.5 | Square D | 1000A 240V 1Ph MCB Meter Center | E
CH2200 | Meters and Meter Centers | 78.26 | 15% | 90 | 0.75 | Cutler Hammer | 200A-2P 240V 10K Plug-on Meter Brkr | E
CH2175 | Meters and Meter Centers | 78.26 | 15% | 90 | 0.75 | Cutler Hammer | 175A-2P 240V 10K Plug-on Meter Brkr | E
CH2150 | Meters and Meter Centers | 78.26 | 15% | 90 | 0.75 | Cutler Hammer | 150A-2P 240V 10K Plug-on Meter Brkr | E
CH2125 | Meters and Meter Centers | 68.97 | 15% | 79.32 | 0.625 | Cutler Hammer | 125A-2P 240V 10K Plug-on Meter Brkr | E
CH2100 | Meters and Meter Centers | 33.08 | 15% | 38.04 | 0.625 | Cutler Hammer | 100A-2P 240V 10K Plug-on Meter Brkr | E
ACPL | Meters and Meter Centers | 5.03 | 15% | 5.78 | 0.1875 | Square D | Meter Can Steel Hub Plate | E
ACP | Meters and Meter Centers | 5.09 | 15% | 5.85 | 0.1875 | Square D | Meter Can Steel Hub Plate | E
A5J | Meters and Meter Centers | 5.66 | 15% | 6.51 | 0.5 | Square D | Meter Can Fifth Jaw Kit | E
A400L | Meters and Meter Centers | 39.15 | 15% | 45.02 | 0.375 | Square D | 4" Meter Can Hub | E
A350L | Meters and Meter Centers | 33.47 | 15% | 38.49 | 0.375 | Square D | 3-1/2" Meter Can Hub | E
A300L | Meters and Meter Centers | 29.97 | 15% | 34.47 | 0.375 | Square D | 3" Meter Can Hub | E
A250L | Meters and Meter Centers | 9.15 | 15% | 10.52 | 0.25 | Square D | 2-1/2" Meter Can Hub | E
A250 | Meters and Meter Centers | 9.15 | 15% | 10.52 | 0.25 | Square D | 2-1/2" Meter Can Hub | E
A200L | Meters and Meter Centers | 7.8 | 15% | 8.97 | 0.25 | Square D | 2" Meter Can Hub | E
A200 | Meters and Meter Centers | 7.8 | 15% | 8.97 | 0.25 | Square D | 2" Meter Can Hub | E
A150 | Meters and Meter Centers | 7.79 | 15% | 8.96 | 0.25 | Square D | 1-1/2" Meter Can Hub | E
A125 | Meters and Meter Centers | 7.79 | 15% | 8.96 | 0.1875 | Square D | 1-1/4" Meter Can Hub | E
A100 | Meters and Meter Centers | 7.79 | 15% | 8.96 | 0.1875 | Square D | 1" Meter Can Hub | E
Yellow | Miscellaneous | 0.07 | 15% | 0.08 | 0.03 | 3M | #18-#12 Yellow Wire Nut | E
WM-BW5 | Miscellaneous | 0.03 | 15% | 0.03 | 0.025 | T & B | 1 Cable Marker | E
WM-A-Z | Miscellaneous | 0.03 | 15% | 0.03 | 0.0125 | T & B | 1 Wire Marker | E
TY537M | Miscellaneous | 0.66 | 15% | 0.76 | 0.0125 | T & B | 14" Ty-Rap Clamp | E
TY528M | Miscellaneous | 0.31 | 15% | 0.36 | 0.0125 | T & B | 4" Ty-Rap | E
TMGBA29L41PT | Miscellaneous | 229.76 | 15% | 264.22 | 1.5 | Erico | 4"x29" Tinned Telecom Ground Bar | E
TMGBA29L41P | Miscellaneous | 165.12 | 15% | 189.89 | 1.5 | Erico | 4"x29" Untinned Telecom Ground Bar | E
TMGBA25L33P | Miscellaneous | 105.12 | 15% | 120.89 | 1.5 | Erico | 4"x24" Untinned Telecom Ground Bar | E
TMGBA24L33PT | Miscellaneous | 193.92 | 15% | 223.01 | 1.25 | Erico | 4"x24" Tinned Telecom Ground Bar | E
TMGBA24L33P | Miscellaneous | 152.96 | 15% | 175.9 | 1.25 | Erico | 4"x24" Untinned Telecom Ground Bar | E
TMGBA20L27PT | Miscellaneous | 175.36 | 15% | 201.66 | 1.75 | Erico | 4"x20" Tinned Telecom Ground Bar | E
TMGBA20L27P | Miscellaneous | 136.32 | 15% | 156.77 | 1.75 | Erico | 4"x20" Untinned Telecom Ground Bar | E
TMGBA18L23PT | Miscellaneous | 156.16 | 15% | 179.58 | 1.5 | Erico | 4"x17.75" Tinned Telecom Ground Bar | E
TMGBA18L23P | Miscellaneous | 122.88 | 15% | 141.31 | 1.5 | Erico | 4"x17.75" Untinned Telecom Grnd Bar | E
TMGBA16L19PT | Miscellaneous | 140.16 | 15% | 161.18 | 1.5 | Erico | 4"x15.5" Tinned Telecom Ground Bar | E
TMGBA16L19P | Miscellaneous | 117.76 | 15% | 135.42 | 1.5 | Erico | 4"x15.5" Untinned Telecom Grnd Bar | E
TMGBA12L15PT | Miscellaneous | 112 | 15% | 128.8 | 1.25 | Erico | 4"x12" Tinned Telecom Ground Bar | E
TMGBA12L15P | Miscellaneous | 108.16 | 15% | 124.38 | 1.25 | Erico | 4"x12" Untinned Telecom Ground Bar | E
TA-800 | Miscellaneous | 9.16 | 15% | 10.53 | 0.875 | Ilsco | #800 Single Barrel Lug | E
TA-6-S | Miscellaneous | 0.61 | 15% | 0.7 | 0.25 | Ilsco | #6 Single Barrel Lug | E
TA-600 | Miscellaneous | 7.87 | 15% | 9.05 | 0.875 | Ilsco | #600 Single Barrel Lug | E
TA-500 | Miscellaneous | 7.08 | 15% | 8.14 | 0.625 | Ilsco | #500 Single Barrel Lug | E
TA-350 | Miscellaneous | 3.68 | 15% | 4.23 | 0.625 | Ilsco | #350 Single Barrel Lug | E
TA-300 | Miscellaneous | 3.48 | 15% | 4 | 0.625 | Ilsco | #300 Single Barrel Lug | E
TA-250 | Miscellaneous | 2.82 | 15% | 3.24 | 0.625 | Ilsco | #250 Single Barrel Lug | E
TA-20 | Miscellaneous | 1.35 | 15% | 1.55 | 0.5 | Ilsco | #2/0 Single Barrel Lug | E
TA-2 | Miscellaneous | 0.85 | 15% | 0.98 | 0.375 | Ilsco | #2 Single Barrel Lug | E
TA-1000 | Miscellaneous | 12.79 | 15% | 14.71 | 0.875 | Ilsco | #1000 Single Barrel Lug | E
TA-0 | Miscellaneous | 1.2 | 15% | 1.38 | 0.5 | Ilsco | #1/0 Single Barrel Lug | E
T4A4-800N | Miscellaneous | 62.21 | 15% | 71.54 | 3.375 | Ilsco | #800 Four Barrel Lug | E
T4A4-600N | Miscellaneous | 41.55 | 15% | 47.78 | 3.375 | Ilsco | #600 Four Barrel Lug | E
T4A4-350N | Miscellaneous | 35.4 | 15% | 40.71 | 2.5 | Ilsco | #350 Four Barrel Lug | E
T4A4-250N | Miscellaneous | 22.97 | 15% | 26.42 | 2.5 | Ilsco | #250 Four Barrel Lug | E
T416F | Miscellaneous | 361.76 | 15% | 416.02 | 1.75 | Erico | 13x13x26 Concrete Ground Rod Well | E
T416E | Miscellaneous | 314.87 | 15% | 362.1 | 1.75 | Erico | 13x13x18 Concrete Ground Rod Well | E
T416D | Miscellaneous | 279.23 | 15% | 321.11 | 1.75 | Erico | 13x13x12 Concrete Ground Rod Well | E
T416C | Miscellaneous | 112.2 | 15% | 129.03 | 1 | Erico | 14x18 Plastic Ground Rod Well | E
T416B | Miscellaneous | 37.92 | 15% | 43.61 | 1 | Erico | 10x10 Plastic Ground Rod Well | E
T416A | Miscellaneous | 475.56 | 15% | 546.89 | 1.75 | Erico | 14x23x18 Concrete Ground Rod Well | E
T3A2-800N | Miscellaneous | 52.87 | 15% | 60.8 | 2.625 | Ilsco | #800 Three Barrel Lug | E
T3A2-600N | Miscellaneous | 38.98 | 15% | 44.83 | 2.625 | Ilsco | #600 Three Barrel Lug | E
T3A2-350N | Miscellaneous | 19.77 | 15% | 22.74 | 1.875 | Ilsco | #350 Three Barrel Lug | E
T3A2-30N | Miscellaneous | 11.89 | 15% | 13.67 | 1.5 | Ilsco | #3/0 Three Barrel Lug | E
T3A2-250N | Miscellaneous | 14.77 | 15% | 16.99 | 1.875 | Ilsco | #250 Three Barrel Lug | E
T3A2-2 | Miscellaneous | 6.03 | 15% | 6.93 | 1 | Ilsco | #2 Three Barrel Lug | E
T3A2-1000N | Miscellaneous | 71.35 | 15% | 82.05 | 2.625 | Ilsco | #1000 Three Barrel Lug | E
T3A2-0 | Miscellaneous | 7.69 | 15% | 8.84 | 1.25 | Ilsco | #1/0 Three Barrel Lug | E
SP58 | Miscellaneous | 1.34 | 15% | 1.54 | 0.125 | Erico | 1/2" St Stl Ground Rod Clamp | E
SK-111 | Miscellaneous | 0.08 | 15% | 0.09 | 0.025 | Steel City | Light Duty S-Hook | E
SK-108 | Miscellaneous | 0.17 | 15% | 0.2 | 0.025 | Steel City | Heavy Duty S-Hook | E
S68 | Miscellaneous | 1.33 | 15% | 1.53 | 0.125 | Erico | 5/8" Galv Ground Rod Clamp | E
S-6000-2 | Miscellaneous | 249.12 | 15% | 286.49 | 0.75 | O-Z/Gedney | 6" Conduit Cable Support | E
S58 | Miscellaneous | 2.61 | 15% | 3 | 0.125 | Erico | 1/2" Galv Ground Rod Clamp | E
S-5000-2 | Miscellaneous | 153.75 | 15% | 176.81 | 0.625 | O-Z/Gedney | 5" Conduit Cable Support | E
S-4000-2 | Miscellaneous | 101.85 | 15% | 117.13 | 0.5 | O-Z/Gedney | 4" Conduit Cable Support | E
S-3500-2 | Miscellaneous | 83.1 | 15% | 95.57 | 0.5 | O-Z/Gedney | 3-1/2" Conduit Cable Support | E
S-3000-2 | Miscellaneous | 63.3 | 15% | 72.8 | 0.375 | O-Z/Gedney | 3" Conduit Cable Support | E
S-2500-2 | Miscellaneous | 49.05 | 15% | 56.41 | 0.375 | O-Z/Gedney | 2-1/2" Conduit Cable Support | E
S-2000-2 | Miscellaneous | 49.05 | 15% | 56.41 | 0.3125 | O-Z/Gedney | 2" Conduit Cable Support | E
S-1500-2 | Miscellaneous | 31.68 | 15% | 36.43 | 0.3125 | O-Z/Gedney | 1-1/2" Conduit Cable Support | E
RSR-420-E | Miscellaneous | 48.28 | 15% | 55.52 | 0.25 | Remke | 1-1/4" Male Cord Conn-Str | E
RSR-312-E | Miscellaneous | 31.2 | 15% | 35.88 | 0.1875 | Remke | 1" Male Cord Conn-Str | E
RSR-2107-E | Miscellaneous | 22.58 | 15% | 25.97 | 0.1875 | Remke | 3/4" Male Cord Conn-Str | E
RSR-107-E | Miscellaneous | 20.73 | 15% | 23.84 | 0.1875 | Remke | 1/2" Male Cord Conn-Str | E
Red | Miscellaneous | 0.13 | 15% | 0.15 | 0.03 | 3M | #16-#10 Red Wire Nut | E
RC10-14 | Miscellaneous | 1.04 | 15% | 1.2 | 0.025 | T & B | #12-#10 Ring Terminal | E
RB14-14 | Miscellaneous | 0.84 | 15% | 0.97 | 0.025 | T & B | #18-#14 Ring Terminal | E
RA18-14 | Miscellaneous | 1.12 | 15% | 1.29 | 0.025 | T & B | #22-#16 Ring Terminal | E
PSA955 | Miscellaneous | 0.02 | 15% | 0.02 | 0.075 | Majestic | 1" Plastic Anchor | E
PSA954 | Miscellaneous | 0.02 | 15% | 0.02 | 0.075 | Majestic | 7/8" Plastic Anchor | E
PSA953 | Miscellaneous | 0.02 | 15% | 0.02 | 0.075 | Majestic | 3/4" Plastic Anchor | E
JC-400 | Miscellaneous | 0.5 | 15% | 0.58 | 0.0125 | Steel City | Heavy Jack Chain | E
JC-200 | Miscellaneous | 0.33 | 15% | 0.38 | 0.0125 | Steel City | Standard Jack Chain | E
JC-100-SC | Miscellaneous | 0.24 | 15% | 0.28 | 0.0125 | Steel City | Light Jack Chain | E
ITO-4 | Miscellaneous | 9.6 | 15% | 11.04 | 0.75 | NSI Industries | 4-14 Insul 2 Wire Tap | E
ITO-30 | Miscellaneous | 17.01 | 15% | 19.56 | 1 | NSI Industries | 3/0-6 Insul 2 Wire Tap | E
ITO-10 | Miscellaneous | 13.46 | 15% | 15.48 | 1 | NSI Industries | 1/0-14 Insul 2 Wire Tap | E
ITH-750 | Miscellaneous | 98.58 | 15% | 113.37 | 1.5 | NSI Industries | 750-250 Insul 2 Wire Tap | E
IT-750 | Miscellaneous | 70.45 | 15% | 81.02 | 1.5 | NSI Industries | 750-250 Insul 2 Wire Tap | E
IT-500 | Miscellaneous | 50.11 | 15% | 57.63 | 1.25 | NSI Industries | 500-4 Insul 2 Wire Tap | E
IT-4 | Miscellaneous | 8.95 | 15% | 10.29 | 0.75 | NSI Industries | 4-14 Parallel Insul Tap 2 Wire | E
IT-350 | Miscellaneous | 23.14 | 15% | 26.61 | 1.25 | NSI Industries | 350-6 Insul 2 Wire Tap | E
IT-30 | Miscellaneous | 15.33 | 15% | 17.63 | 1 | NSI Industries | 3/0-6 Parallel Insul 2 Wire Tap | E
IT-250 | Miscellaneous | 22.23 | 15% | 25.56 | 1.25 | NSI Industries | 250-6 Insul 2 Wire Tap | E
IT-10 | Miscellaneous | 9.9 | 15% | 11.39 | 1 | NSI Industries | 1/0-14 Parallel Insul 2 Wire Tap | E
ISW-4 | Miscellaneous | 16.65 | 15% | 19.15 | 0.75 | NSI Industries | 4-6 2W Direct Burial Splice | E
ISW-30 | Miscellaneous | 27.26 | 15% | 31.35 | 1 | NSI Industries | 3/0-1/0 2W Direct Burial Splice | E
ISW-250 | Miscellaneous | 34.08 | 15% | 39.19 | 1.25 | NSI Industries | 250-1/0 2W Direct Burial Splice | E
ISW-1 | Miscellaneous | 21.2 | 15% | 24.38 | 0.75 | NSI Industries | 1-2 2W Direct Burial Splice | E
ISRH-750 | Miscellaneous | 82.33 | 15% | 94.68 | 1.5 | NSI Industries | 750-250 Insul 2 Wire Splice | E
ISR-500 | Miscellaneous | 42.08 | 15% | 48.39 | 1.25 | NSI Industries | 500-4 Insul 2 Wire Splice | E
ISR-350 | Miscellaneous | 28.19 | 15% | 32.42 | 1.25 | NSI Industries | 350-6 Insul 2 Wire Splice | E
ISR-250 | Miscellaneous | 25.67 | 15% | 29.52 | 1.25 | NSI Industries | 250-6 Insul 2 Wire Splice | E
ISR-10 | Miscellaneous | 17.02 | 15% | 19.57 | 1 | NSI Industries | 1/0-14 Insul 2 Wire Splice | E
IPLD 750-9 | Miscellaneous | 214.34 | 15% | 246.49 | 4 | NSI Industries | 750-250 Insul 9 Port Tap 2 Sides | E
IPLD 750-8 | Miscellaneous | 169.68 | 15% | 195.13 | 3.75 | NSI Industries | 750-250 Insul 8 Port Tap 2 Sides | E
IPLD 750-7 | Miscellaneous | 99.67 | 15% | 114.62 | 3.5 | NSI Industries | 750-250 Insul 7 Port Tap 2 Sides | E
IPLD 750-6 | Miscellaneous | 128.53 | 15% | 147.81 | 3.25 | NSI Industries | 750-250 Insul 6 Port Tap 2 Sides | E
IPLD 750-5 | Miscellaneous | 117.92 | 15% | 135.61 | 3 | NSI Industries | 750-250 Insul 5 Port Tap 2 Sides | E
IPLD 750-4 | Miscellaneous | 100.75 | 15% | 115.86 | 2.75 | NSI Industries | 750-250 Insul 4 Port Tap 2 Sides | E
IPLD 750-3 | Miscellaneous | 89.58 | 15% | 103.02 | 2.5 | NSI Industries | 750-250 Insul 3 Port Tap 2 Sides | E
IPLD 750-12 | Miscellaneous | 326.49 | 15% | 375.46 | 4.75 | NSI Industries | 750-250 Insul 12 Port Tap 2 Sides | E
IPLD 750-11 | Miscellaneous | 206.7 | 15% | 237.71 | 4.5 | NSI Industries | 750-250 Insul 11 Port Tap 2 Sides | E
IPLD 750-10 | Miscellaneous | 267.79 | 15% | 307.96 | 4.25 | NSI Industries | 750-250 Insul 10 Port Tap 2 Sides | E
IPLD 500-9 | Miscellaneous | 109.42 | 15% | 125.83 | 3.75 | NSI Industries | 500-4 Insul 9 Port Tap 2 Sides | E
IPLD 500-8 | Miscellaneous | 86.9 | 15% | 99.94 | 3.5 | NSI Industries | 500-4 Insul 8 Port Tap 2 Sides | E
IPLD 500-7 | Miscellaneous | 53.24 | 15% | 61.23 | 3.25 | NSI Industries | 500-4 Insul 7 Port Tap 2 Sides | E
IPLD 500-6 | Miscellaneous | 74.71 | 15% | 85.92 | 3 | NSI Industries | 500-4 Insul 6 Port Tap 2 Sides | E
IPLD 500-5 | Miscellaneous | 71.57 | 15% | 82.31 | 2.75 | NSI Industries | 500-4 Insul 5 Port Tap 2 Sides | E
IPLD 500-4 | Miscellaneous | 60.84 | 15% | 69.97 | 2.5 | NSI Industries | 500-4 Insul 4 Port Tap 2 Sides | E
IPLD 500-3 | Miscellaneous | 57.41 | 15% | 66.02 | 2.25 | NSI Industries | 500-4 Insul 3 Port Tap 2 Sides | E
IPLD 500-12 | Miscellaneous | 167.75 | 15% | 192.91 | 4.5 | NSI Industries | 500-4 Insul 12 Port Tap 2 Sides | E
IPLD 500-11 | Miscellaneous | 106.27 | 15% | 122.21 | 4.25 | NSI Industries | 500-4 Insul 11 Port Tap 2 Sides | E
IPLD 500-10 | Miscellaneous | 133.67 | 15% | 153.72 | 4 | NSI Industries | 500-4 Insul 10 Port Tap 2 Sides | E
IPLD 350-9 | Miscellaneous | 101.15 | 15% | 116.32 | 3.5 | NSI Industries | 350-6 Insul 9 Port Tap 2 Sides | E
IPLD 350-8 | Miscellaneous | 82.14 | 15% | 94.46 | 3.25 | NSI Industries | 350-6 Insul 8 Port Tap 2 Sides | E
IPLD 350-7 | Miscellaneous | 65.71 | 15% | 75.57 | 3 | NSI Industries | 350-6 Insul 7 Port Tap 2 Sides | E
IPLD 350-6 | Miscellaneous | 55.53 | 15% | 63.86 | 2.75 | NSI Industries | 350-6 Insul 6 Port Tap 2 Sides | E
IPLD 350-5 | Miscellaneous | 48.38 | 15% | 55.64 | 2.5 | NSI Industries | 350-6 Insul 5 Port Tap 2 Sides | E
IPLD 350-4 | Miscellaneous | 42.6 | 15% | 48.99 | 2.25 | NSI Industries | 350-6 Insul 4 Port Tap 2 Sides | E
IPLD 350-3 | Miscellaneous | 37.66 | 15% | 43.31 | 2 | NSI Industries | 350-6 Insul 3 Port Tap 2 Sides | E
IPLD 350-12 | Miscellaneous | 158.08 | 15% | 181.79 | 4.25 | NSI Industries | 350-6 Insul 12 Port Tap 2 Sides | E
IPLD 350-11 | Miscellaneous | 100.1 | 15% | 115.12 | 4 | NSI Industries | 350-6 Insul 11 Port Tap 2 Sides | E
IPLD 350-10 | Miscellaneous | 122.81 | 15% | 141.23 | 3.75 | NSI Industries | 350-6 Insul 10 Port Tap 2 Sides | E
IPLD 30-9 | Miscellaneous | 55.9 | 15% | 64.29 | 3 | NSI Industries | 3/0-6 Insul 9 Port Tap 2 Sides | E
IPLD 30-8 | Miscellaneous | 60.36 | 15% | 69.41 | 2.75 | NSI Industries | 3/0-6 Insul 8 Port Tap 2 Sides | E
IPLD 30-7 | Miscellaneous | 46.44 | 15% | 53.41 | 2.5 | NSI Industries | 3/0-6 Insul 7 Port Tap 2 Sides | E
IPLD 30-6 | Miscellaneous | 38.83 | 15% | 44.65 | 2.25 | NSI Industries | 3/0-6 Insul 6 Port Tap 2 Sides | E
IPLD 30-5 | Miscellaneous | 34.86 | 15% | 40.09 | 2 | NSI Industries | 3/0-6 Insul 5 Port Tap 2 Sides | E
IPLD 30-4 | Miscellaneous | 32.81 | 15% | 37.73 | 1.75 | NSI Industries | 3/0-6 Insul 4 Port Tap 2 Sides | E
IPLD 30-3 | Miscellaneous | 30.75 | 15% | 35.36 | 1.5 | NSI Industries | 3/0-6 Insul 3 Port Tap 2 Sides | E
IPLD 30-12 | Miscellaneous | 128.09 | 15% | 147.3 | 3.75 | NSI Industries | 3/0-6 Insul 12 Port Tap 2 Sides | E
IPLD 30-11 | Miscellaneous | 80.76 | 15% | 92.87 | 3.5 | NSI Industries | 3/0-6 Insul 11 Port Tap 2 Sides | E
IPLD 30-10 | Miscellaneous | 98.12 | 15% | 112.84 | 3.25 | NSI Industries | 3/0-6 Insul 10 Port Tap 2 Sides | E
IPLD 250-9 | Miscellaneous | 62.07 | 15% | 71.38 | 3.25 | NSI Industries | 250-6 Insul 9 Port Tap 2 Sides | E
IPLD 250-8 | Miscellaneous | 67.12 | 15% | 77.19 | 3 | NSI Industries | 250-6 Insul 8 Port Tap 2 Sides | E
IPLD 250-7 | Miscellaneous | 51.57 | 15% | 59.31 | 2.75 | NSI Industries | 250-6 Insul 7 Port Tap 2 Sides | E
IPLD 250-6 | Miscellaneous | 43.18 | 15% | 49.66 | 2.5 | NSI Industries | 250-6 Insul 6 Port Tap 2 Sides | E
IPLD 250-5 | Miscellaneous | 38.81 | 15% | 44.63 | 2.25 | NSI Industries | 250-6 Insul 5 Port Tap 2 Sides | E
IPLD 250-4 | Miscellaneous | 36.56 | 15% | 42.04 | 2 | NSI Industries | 250-6 Insul 4 Port Tap 2 Sides | E
IPLD 250-3 | Miscellaneous | 34.15 | 15% | 39.27 | 1.75 | NSI Industries | 250-6 Insul 3 Port Tap 2 Sides | E
IPLD 250-12 | Miscellaneous | 141.81 | 15% | 163.08 | 4 | NSI Industries | 250-6 Insul 12 Port Tap 2 Sides | E
IPLD 250-11 | Miscellaneous | 89.86 | 15% | 103.34 | 3.75 | NSI Industries | 250-6 Insul 11 Port Tap 2 Sides | E
IPLD 250-10 | Miscellaneous | 106.77 | 15% | 122.79 | 3.5 | NSI Industries | 250-6 Insul 10 Port Tap 2 Sides | E
IPL 750-9 | Miscellaneous | 141.68 | 15% | 162.93 | 4 | NSI Industries | 750-250 Insul 9 Port Tap 1 Side | E
IPL 750-8 | Miscellaneous | 106.83 | 15% | 122.85 | 3.75 | NSI Industries | 750-250 Insul 8 Port Tap 1 Side | E
IPL 750-7 | Miscellaneous | 119.73 | 15% | 137.69 | 3.5 | NSI Industries | 750-250 Insul 7 Port Tap 1 Side | E
IPL 750-6 | Miscellaneous | 96.12 | 15% | 110.54 | 3.25 | NSI Industries | 750-250 Insul 6 Port Tap 1 Side | E
IPL 750-4 | Miscellaneous | 74.27 | 15% | 85.41 | 2.75 | NSI Industries | 750-250 Insul 4 Port Tap 1 Side | E
IPL 750-3 | Miscellaneous | 65.65 | 15% | 75.5 | 2.5 | NSI Industries | 750-250 Insul 3 Port Tap 1 Side | E
IPL 750-14 | Miscellaneous | 244.09 | 15% | 280.7 | 5.25 | NSI Industries | 750-250 Insul 14 Port Tap 1 Side | E
IPL 750-13 | Miscellaneous | 224.07 | 15% | 257.68 | 5 | NSI Industries | 750-250 Insul 13 Port Tap 1 Side | E
IPL 750-12 | Miscellaneous | 205.59 | 15% | 236.43 | 4.75 | NSI Industries | 750-250 Insul 12 Port Tap 1 Side | E
IPL 750-11 | Miscellaneous | 187.11 | 15% | 215.18 | 4.5 | NSI Industries | 750-250 Insul 11 Port Tap 1 Side | E
IPL 750-10 | Miscellaneous | 168.63 | 15% | 193.92 | 4.25 | NSI Industries | 750-250 Insul 10 Port Tap 1 Side | E
IPL 750 | Miscellaneous | 89.86 | 15% | 103.34 | 3 | NSI Industries | 750-250 Insul 5 Port Tap 1 Side | E
IPL 500-9 | Miscellaneous | 72.38 | 15% | 83.24 | 3.75 | NSI Industries | 500-4 Insul 9 Port Tap 1 Side | E
IPL 500-8 | Miscellaneous | 61.4 | 15% | 70.61 | 3.5 | NSI Industries | 500-4 Insul 8 Port Tap 1 Side | E
IPL 500-7 | Miscellaneous | 53.7 | 15% | 61.76 | 3.25 | NSI Industries | 500-4 Insul 7 Port Tap 1 Side | E
IPL 500-6 | Miscellaneous | 58.21 | 15% | 66.94 | 3 | NSI Industries | 500-4 Insul 6 Port Tap 1 Side | E
IPL 500-5 | Miscellaneous | 55.63 | 15% | 63.97 | 2.75 | NSI Industries | 500-4 Insul 5 Port Tap 1 Side | E
IPL 500-4 | Miscellaneous | 47.95 | 15% | 55.14 | 2.5 | NSI Industries | 500-4 Insul 4 Port Tap 1 Side | E
IPL 500-3 | Miscellaneous | 44.17 | 15% | 50.8 | 2.25 | NSI Industries | 500-4 Insul 3 Port Tap 1 Side | E
IPL 500-14 | Miscellaneous | 125.12 | 15% | 143.89 | 5 | NSI Industries | 500-4 Insul 14 Port Tap 1 Side | E
IPL 500-13 | Miscellaneous | 115.3 | 15% | 132.6 | 4.75 | NSI Industries | 500-4 Insul 13 Port Tap 1 Side | E
IPL 500-12 | Miscellaneous | 105.49 | 15% | 121.31 | 4.5 | NSI Industries | 500-4 Insul 12 Port Tap 1 Side | E
IPL 500-11 | Miscellaneous | 94.32 | 15% | 108.47 | 4.25 | NSI Industries | 500-4 Insul 11 Port Tap 1 Side | E
IPL 500-10 | Miscellaneous | 84.31 | 15% | 96.96 | 4 | NSI Industries | 500-4 Insul 10 Port Tap 1 Side | E
IPL 4-9 | Miscellaneous | 33.88 | 15% | 38.96 | 2.75 | NSI Industries | 4-14 Insul 9 Port Tap 1 Side | E
IPL 4-8 | Miscellaneous | 29.83 | 15% | 34.3 | 2.5 | NSI Industries | 4-14 Insul 8 Port Tap 1 Side | E
IPL 4-7 | Miscellaneous | 25.98 | 15% | 29.88 | 2.25 | NSI Industries | 4-14 Insul 7 Port Tap 1 Side | E
IPL 4-6 | Miscellaneous | 27.05 | 15% | 31.11 | 2 | NSI Industries | 4-14 Insul 6 Port Tap 1 Side | E
IPL 4-5 | Miscellaneous | 23.36 | 15% | 26.86 | 1.75 | NSI Industries | 4-14 Insul 5 Port Tap 1 Side | E
IPL 4-4 | Miscellaneous | 20.23 | 15% | 23.26 | 1.5 | NSI Industries | 4-14 Insul 4 Port Tap 1 Side | E
IPL 4-3 | Miscellaneous | 12 | 15% | 13.8 | 1.25 | NSI Industries | 4-14 Insul 3 Port Tap 1 Side | E
IPL 4-14 | Miscellaneous | 56.21 | 15% | 64.64 | 4 | NSI Industries | 4-14 Insul 14 Port Tap 1 Side | E
IPL 4-13 | Miscellaneous | 52.16 | 15% | 59.98 | 3.75 | NSI Industries | 4-14 Insul 13 Port Tap 1 Side | E
IPL 4-12 | Miscellaneous | 48.16 | 15% | 55.38 | 3.5 | NSI Industries | 4-14 Insul 12 Port Tap 1 Side | E
IPL 4-11 | Miscellaneous | 44.66 | 15% | 51.36 | 3.25 | NSI Industries | 4-14 Insul 11 Port Tap 1 Side | E
IPL 4-10 | Miscellaneous | 40.42 | 15% | 46.48 | 3 | NSI Industries | 4-14 Insul 10 Port Tap 1 Side | E
IPL 350-9 | Miscellaneous | 66.99 | 15% | 77.04 | 3.5 | NSI Industries | 350-6 Insul 9 Port Tap 1 Side | E
IPL 350-8 | Miscellaneous | 52.55 | 15% | 60.43 | 3.25 | NSI Industries | 350-6 Insul 8 Port Tap 1 Side | E
IPL 350-7 | Miscellaneous | 46.2 | 15% | 53.13 | 3 | NSI Industries | 350-6 Insul 7 Port Tap 1 Side | E
IPL 350-6 | Miscellaneous | 47.72 | 15% | 54.88 | 2.75 | NSI Industries | 350-6 Insul 6 Port Tap 1 Side | E
IPL 350-5 | Miscellaneous | 39.98 | 15% | 45.98 | 2.5 | NSI Industries | 350-6 Insul 5 Port Tap 1 Side | E
IPL 350-4 | Miscellaneous | 34.59 | 15% | 39.78 | 2.25 | NSI Industries | 350-6 Insul 4 Port Tap 1 Side | E
IPL 350-3 | Miscellaneous | 30.57 | 15% | 35.16 | 2 | NSI Industries | 350-6 Insul 3 Port Tap 1 Side | E
IPL 350-14 | Miscellaneous | 118.58 | 15% | 136.37 | 4.75 | NSI Industries | 350-6 Insul 14 Port Tap 1 Side | E
IPL 350-13 | Miscellaneous | 108.76 | 15% | 125.07 | 4.5 | NSI Industries | 350-6 Insul 13 Port Tap 1 Side | E
IPL 350-12 | Miscellaneous | 99.71 | 15% | 114.67 | 4.25 | NSI Industries | 350-6 Insul 12 Port Tap 1 Side | E
IPL 350-11 | Miscellaneous | 90.47 | 15% | 104.04 | 4 | NSI Industries | 350-6 Insul 11 Port Tap 1 Side | E
IPL 350-10 | Miscellaneous | 85.47 | 15% | 98.29 | 3.75 | NSI Industries | 350-6 Insul 10 Port Tap 1 Side | E
IPL 30-9 | Miscellaneous | 49.24 | 15% | 56.63 | 3 | NSI Industries | 3/0-6 Insul 9 Port Tap 1 Side | E
IPL 30-8 | Miscellaneous | 36.38 | 15% | 41.84 | 2.75 | NSI Industries | 3/0-6 Insul 8 Port Tap 1 Side | E
IPL 30-7 | Miscellaneous | 32.91 | 15% | 37.85 | 2.5 | NSI Industries | 3/0-6 Insul 7 Port Tap 1 Side | E
IPL 30-6 | Miscellaneous | 35.14 | 15% | 40.41 | 2.25 | NSI Industries | 3/0-6 Insul 6 Port Tap 1 Side | E
IPL 30-5 | Miscellaneous | 31.39 | 15% | 36.1 | 2 | NSI Industries | 3/0-6 Insul 5 Port Tap 1 Side | E
IPL 30-4 | Miscellaneous | 27.38 | 15% | 31.49 | 1.75 | NSI Industries | 3/0-6 Insul 4 Port Tap 1 Side | E
IPL 30-3 | Miscellaneous | 23.36 | 15% | 26.86 | 1.5 | NSI Industries | 3/0-6 Insul 3 Port Tap 1 Side | E
IPL 30-14 | Miscellaneous | 81.23 | 15% | 93.41 | 4.25 | NSI Industries | 3/0-6 Insul 14 Port Tap 1 Side | E
IPL 30-13 | Miscellaneous | 74.88 | 15% | 86.11 | 4 | NSI Industries | 3/0-6 Insul 13 Port Tap 1 Side | E
IPL 30-12 | Miscellaneous | 69.1 | 15% | 79.47 | 3.75 | NSI Industries | 3/0-6 Insul 12 Port Tap 1 Side | E
IPL 30-11 | Miscellaneous | 62.75 | 15% | 72.16 | 3.5 | NSI Industries | 3/0-6 Insul 11 Port Tap 1 Side | E
IPL 30-10 | Miscellaneous | 62.75 | 15% | 72.16 | 3.25 | NSI Industries | 3/0-6 Insul 10 Port Tap 1 Side | E
IPL 250-9 | Miscellaneous | 56.21 | 15% | 64.64 | 3.25 | NSI Industries | 250-6 Insul 9 Port Tap 1 Side | E
IPL 250-8 | Miscellaneous | 43.5 | 15% | 50.03 | 3 | NSI Industries | 250-6 Insul 8 Port Tap 1 Side | E
IPL 250-7 | Miscellaneous | 38.11 | 15% | 43.83 | 2.75 | NSI Industries | 250-6 Insul 7 Port Tap 1 Side | E
IPL 250-6 | Miscellaneous | 40.14 | 15% | 46.16 | 2.5 | NSI Industries | 250-6 Insul 6 Port Tap 1 Side | E
IPL 250-5 | Miscellaneous | 34.53 | 15% | 39.71 | 2.25 | NSI Industries | 250-6 Insul 5 Port Tap 1 Side | E
IPL 250-4 | Miscellaneous | 28.26 | 15% | 32.5 | 2 | NSI Industries | 250-6 Insul 4 Port Tap 1 Side | E
IPL 250-3 | Miscellaneous | 27.15 | 15% | 31.22 | 1.75 | NSI Industries | 250-6 Insul 3 Port Tap 1 Side | E
IPL 250-14 | Miscellaneous | 105.68 | 15% | 121.53 | 4.5 | NSI Industries | 250-6 Insul 14 Port Tap 1 Side | E
IPL 250-13 | Miscellaneous | 97.02 | 15% | 111.57 | 4.25 | NSI Industries | 250-6 Insul 13 Port Tap 1 Side | E
IPL 250-12 | Miscellaneous | 89.7 | 15% | 103.16 | 4 | NSI Industries | 250-6 Insul 12 Port Tap 1 Side | E
IPL 250-11 | Miscellaneous | 81.62 | 15% | 93.86 | 3.75 | NSI Industries | 250-6 Insul 11 Port Tap 1 Side | E
IPL 250-10 | Miscellaneous | 68.72 | 15% | 79.03 | 3.5 | NSI Industries | 250-6 Insul 10 Port Tap 1 Side | E
IPL 10-9 | Miscellaneous | 38.5 | 15% | 44.28 | 2.75 | NSI Industries | 1/0-14 Insul 9 Port Tap 1 Side | E
IPL 10-8 | Miscellaneous | 34.07 | 15% | 39.18 | 2.5 | NSI Industries | 1/0-14 Insul 8 Port Tap 1 Side | E
IPL 10-7 | Miscellaneous | 29.83 | 15% | 34.3 | 2.25 | NSI Industries | 1/0-14 Insul 7 Port Tap 1 Side | E
IPL 10-6 | Miscellaneous | 31 | 15% | 35.65 | 2 | NSI Industries | 1/0-14 Insul 6 Port Tap 1 Side | E
IPL 10-5 | Miscellaneous | 25.84 | 15% | 29.72 | 1.75 | NSI Industries | 1/0-14 Insul 5 Port Tap 1 Side | E
IPL 10-4 | Miscellaneous | 22.38 | 15% | 25.74 | 1.5 | NSI Industries | 1/0-14 Insul 4 Port Tap 1 Side | E
IPL 10-3 | Miscellaneous | 19.74 | 15% | 22.7 | 1.25 | NSI Industries | 1/0-14 Insul 3 Port Tap 1 Side | E
IPL 10-14 | Miscellaneous | 63.91 | 15% | 73.5 | 4 | NSI Industries | 1/0-14 Insul 14 Port Tap 1 Side | E
IPL 10-13 | Miscellaneous | 59.09 | 15% | 67.95 | 3.75 | NSI Industries | 1/0-14 Insul 13 Port Tap 1 Side | E
IPL 10-12 | Miscellaneous | 53.7 | 15% | 61.76 | 3.5 | NSI Industries | 1/0-14 Insul 12 Port Tap 1 Side | E
IPL 10-11 | Miscellaneous | 49.47 | 15% | 56.89 | 3.25 | NSI Industries | 1/0-14 Insul 11 Port Tap 1 Side | E
IPL 10-10 | Miscellaneous | 44.66 | 15% | 51.36 | 3 | NSI Industries | 1/0-14 Insul 10 Port Tap 1 Side | E
IK-8 | Miscellaneous | 1.73 | 15% | 1.99 | 0.1875 | Ilsco | #8 Split Bolt w/o Spacer | E
IK-750 | Miscellaneous | 49.19 | 15% | 56.57 | 1.25 | Ilsco | #750 Split Bolt w/o Spacer | E
IK-6 | Miscellaneous | 1.85 | 15% | 2.13 | 0.1875 | Ilsco | #6 Split Bolt w/o Spacer | E
IK-500 | Miscellaneous | 29.18 | 15% | 33.56 | 1 | Ilsco | #500 Split Bolt w/o Spacer | E
IK-4 | Miscellaneous | 2.18 | 15% | 2.51 | 0.375 | Ilsco | #4 Split Bolt w/o Spacer | E
IK-350 | Miscellaneous | 21.84 | 15% | 25.12 | 1 | Ilsco | #350 Split Bolt w/o Spacer | E
IK-30 | Miscellaneous | 10.4 | 15% | 11.96 | 0.625 | Ilsco | #3/0 Split Bolt w/o Spacer | E
IK-3 | Miscellaneous | 3.13 | 15% | 3.6 | 0.375 | Ilsco | #3 Split Bolt w/o Spacer | E
IK-250 | Miscellaneous | 10.58 | 15% | 12.17 | 1 | Ilsco | #250 Split Bolt w/o Spacer | E
IK-20 | Miscellaneous | 7.64 | 15% | 8.79 | 0.625 | Ilsco | #2/0 Split Bolt w/o Spacer | E
IK-2 | Miscellaneous | 3.6 | 15% | 4.14 | 0.375 | Ilsco | #2 Split Bolt w/o Spacer | E
IK-1000 | Miscellaneous | 71.09 | 15% | 81.75 | 1.25 | Ilsco | #1000 Split Bolt w/o Spacer | E
IK-10 | Miscellaneous | 1.73 | 15% | 1.99 | 0.1875 | Ilsco | #10 Split Bolt w/o Spacer | E
HDC58 | Miscellaneous | 3.14 | 15% | 3.61 | 0.125 | Erico | 5/8" Hvy Duty Ground Rod Clamp | E
HDC34 | Miscellaneous | 3.24 | 15% | 3.73 | 0.125 | Erico | 3/4" Hvy Duty Ground Rod Clamp | E
HDC12 | Miscellaneous | 1.86 | 15% | 2.14 | 0.125 | Erico | 1/2" Hvy Duty Ground Rod Clamp | E
HDC1 | Miscellaneous | 8.52 | 15% | 9.8 | 0.125 | Erico | 1" Hvy Duty Ground Rod Clamp | E
GTT750-750WC | Miscellaneous | 71.22 | 15% | 81.9 | 1.875 | Ilsco | #750 Tee Tap w/Cover | E
GTT500-500WC | Miscellaneous | 23.22 | 15% | 26.7 | 1.5 | Ilsco | #500 Tee Tap w/Cover | E
GTT350-350WC | Miscellaneous | 22.86 | 15% | 26.29 | 1.25 | Ilsco | #350 Tee Tap w/Cover | E
GTT250-250WC | Miscellaneous | 20.54 | 15% | 23.62 | 1.125 | Ilsco | #250 Tee Tap w/Cover | E
GTT2-2WC | Miscellaneous | 5.56 | 15% | 6.39 | 0.5625 | Ilsco | #2 Tee Tap w/Cover | E
GTT0-0WC | Miscellaneous | 6.07 | 15% | 6.98 | 0.75 | Ilsco | #1/0 Tee Tap w/Cover | E
GTA-750-750WC | Miscellaneous | 42.53 | 15% | 48.91 | 1.25 | Ilsco | #750 Parallel Tap w/Cover | E
GTA-500-500WC | Miscellaneous | 20.62 | 15% | 23.71 | 1 | Ilsco | #500 Parallel Tap w/Cover | E
GTA-350-350WC | Miscellaneous | 16.24 | 15% | 18.68 | 0.875 | Ilsco | #350 Parallel Tap w/Cover | E
GTA-250-250WC | Miscellaneous | 9.83 | 15% | 11.3 | 0.75 | Ilsco | #250 Parallel Tap w/Cover | E
GTA-2-2WC | Miscellaneous | 5.56 | 15% | 6.39 | 0.375 | Ilsco | #2 Parallel Tap w/Cover | E
GTA-0-0WC | Miscellaneous | 5.95 | 15% | 6.84 | 0.5 | Ilsco | #1/0 Parallel Tap w/Cover | E
Gray | Miscellaneous | 0.13 | 15% | 0.15 | 0.03 | 3M | #14-#8 Gray Wire Nut | E
GCC58F | Miscellaneous | 5.63 | 15% | 6.47 | 0.0625 | Erico | 5/8" Galv Ground Rod Coupling | E
EGBA14424LL | Miscellaneous | 173.24 | 15% | 199.23 | 1.5 | Erico | 4"x24" Power Ground Bar | E
EGBA14420LL | Miscellaneous | 154.19 | 15% | 177.32 | 1.5 | Erico | 4"x20" Power Ground Bar | E
EGBA14412LL | Miscellaneous | 108.23 | 15% | 124.46 | 1.25 | Erico | 4"x12" Power Ground Bar | E
EGBA14224GG | Miscellaneous | 110.86 | 15% | 127.49 | 1.5 | Erico | 2"x24" Power Ground Bar | E
EGBA14212BB | Miscellaneous | 70.05 | 15% | 80.56 | 1.25 | Erico | 2"x12" Power Ground Bar | E
E3-GP | Miscellaneous | 3.11 | 15% | 3.58 | 0.375 | HMC | #3 Split Bolt w/Spacer | E
DS58 | Miscellaneous | 2.81 | 15% | 3.23 | 0.0625 | Erico | 5/8" Ground Rod Driving Stud | E
DS34 | Miscellaneous | 2.89 | 15% | 3.32 | 0.0625 | Erico | 3/4" Ground Rod Driving Stud | E
DS12 | Miscellaneous | 2.69 | 15% | 3.09 | 0.0625 | Erico | 1/2" Ground Rod Driving Stud | E
DS1 | Miscellaneous | 5.86 | 15% | 6.74 | 0.0625 | Erico | 1" Ground Rod Driving Stud | E
CR58SS | Miscellaneous | 17.66 | 15% | 20.31 | 0.0625 | Erico | 5/8" St Stl Ground Rod Coupling | E
CR58 | Miscellaneous | 4.17 | 15% | 4.8 | 0.0625 | Erico | 5/8" Ground Rod Coupling | E
CR34SS | Miscellaneous | 35.68 | 15% | 41.03 | 0.0625 | Erico | 3/4" St Stl Ground Rod Coupling | E
CR34 | Miscellaneous | 7.16 | 15% | 8.23 | 0.0625 | Erico | 3/4" Ground Rod Coupling | E
CR12S | Miscellaneous | 6.81 | 15% | 7.83 | 0.0625 | Erico | 1/2" Ground Rod Coupling | E
CR100 | Miscellaneous | 28.27 | 15% | 32.51 | 0.0625 | Erico | 1" Ground Rod Coupling | E
CP58 | Miscellaneous | 1.51 | 15% | 1.74 | 0.125 | Erico | 5/8" Std Duty Ground Rod Clamp | E
CP38 | Miscellaneous | 1.63 | 15% | 1.87 | 0.125 | Erico | 3/8" Std Duty Ground Rod Clamp | E
CP34 | Miscellaneous | 1.91 | 15% | 2.2 | 0.125 | Erico | 3/4" Std Duty Ground Rod Clamp | E
CP12 | Miscellaneous | 0.84 | 15% | 0.97 | 0.125 | Erico | 1/2" Std Duty Ground Rod Clamp | E
Blue | Miscellaneous | 0.33 | 15% | 0.38 | 0.03 | 3M | #12-#8 Blue Wire Nut | E
B13722 | Miscellaneous | 51.72 | 15% | 59.48 | 0.0625 | Erico | 1" Ground Rod Driving Sleeve | E
B13718 | Miscellaneous | 52.27 | 15% | 60.11 | 0.0625 | Erico | 3/4" Ground Rod Driving Sleeve | E
B13716 | Miscellaneous | 50.74 | 15% | 58.35 | 0.0625 | Erico | 5/8" Ground Rod Driving Sleeve | E
B13714 | Miscellaneous | 50.74 | 15% | 58.35 | 0.0625 | Erico | 1/2" Ground Rod Driving Sleeve | E
AU-800 | Miscellaneous | 35.69 | 15% | 41.04 | 1.75 | Ilsco | #800 Double Barrel Lug | E
AU-600 | Miscellaneous | 17.9 | 15% | 20.59 | 1.75 | Ilsco | #600 Double Barrel Lug | E
AU-350 | Miscellaneous | 11.46 | 15% | 13.18 | 1.25 | Ilsco | #350 Double Barrel Lug | E
AU-250 | Miscellaneous | 8.13 | 15% | 9.35 | 1.25 | Ilsco | #250 Double Barrel Lug | E
AU-20 | Miscellaneous | 3.3 | 15% | 3.8 | 0.875 | Ilsco | #2/0 Double Barrel Lug | E
AU-1000 | Miscellaneous | 44.57 | 15% | 51.26 | 1.75 | Ilsco | #1000 Double Barrel Lug | E
AU-0 | Miscellaneous | 2.87 | 15% | 3.3 | 0.875 | Ilsco | #1/0 Double Barrel Lug | E
ASN-8 | Miscellaneous | 1.74 | 15% | 2 | 0.25 | Ilsco | #8 Compression Sleeve | E
ASN-700750 | Miscellaneous | 20.42 | 15% | 23.48 | 1.5 | Ilsco | #700 Compression Sleeve | E
ASN-600 | Miscellaneous | 19.53 | 15% | 22.46 | 1.5 | Ilsco | #600 Compression Sleeve | E
ASN-6 | Miscellaneous | 2.38 | 15% | 2.74 | 0.25 | Ilsco | #6 Compression Sleeve | E
ASN-500 | Miscellaneous | 13.58 | 15% | 15.62 | 1.25 | Ilsco | #500 Compression Sleeve | E
ASN-400 | Miscellaneous | 11.1 | 15% | 12.77 | 1.25 | Ilsco | #400 Compression Sleeve | E
ASN-40 | Miscellaneous | 7.34 | 15% | 8.44 | 0.75 | Ilsco | #4/0 Compression Sleeve | E
ASN-4 | Miscellaneous | 3.01 | 15% | 3.46 | 0.5 | Ilsco | #4 Compression Sleeve | E
ASN-350 | Miscellaneous | 8.34 | 15% | 9.59 | 1.25 | Ilsco | #350 Compression Sleeve | E
ASN-300 | Miscellaneous | 8.08 | 15% | 9.29 | 1.25 | Ilsco | #300 Compression Sleeve | E
ASN-30 | Miscellaneous | 6.73 | 15% | 7.74 | 0.75 | Ilsco | #3/0 Compression Sleeve | E
ASN-250 | Miscellaneous | 7.51 | 15% | 8.64 | 1.25 | Ilsco | #250 Compression Sleeve | E
ASN-20 | Miscellaneous | 5.6 | 15% | 6.44 | 0.75 | Ilsco | #2/0 Compression Sleeve | E
ASN-2 | Miscellaneous | 3.23 | 15% | 3.71 | 0.5 | Ilsco | #2 Compression Sleeve | E
ASN-1000 | Miscellaneous | 27.21 | 15% | 31.29 | 1.5 | Ilsco | #1000 Compression Sleeve | E
ASN-10 | Miscellaneous | 5.32 | 15% | 6.12 | 0.75 | Ilsco | #1/0 Compression Sleeve | E
ASN-1 | Miscellaneous | 4.18 | 15% | 4.81 | 0.5 | Ilsco | #1 Compression Sleeve | E
ACM-750 | Miscellaneous | 21.73 | 15% | 24.99 | 1 | Ilsco | #750 Copper & Aluminum Adapter | E
ACM-600 | Miscellaneous | 21.74 | 15% | 25 | 1 | Ilsco | #600 Copper & Aluminum Adapter | E
ACM-6 | Miscellaneous | 4.19 | 15% | 4.82 | 0.25 | Ilsco | #6 Copper & Aluminum Adapter | E
ACM-500 | Miscellaneous | 16.17 | 15% | 18.6 | 1 | Ilsco | #500 Copper & Aluminum Adapter | E
ACM-400 | Miscellaneous | 15.05 | 15% | 17.31 | 1 | Ilsco | #400 Copper & Aluminum Adapter | E
ACM-40 | Miscellaneous | 9.92 | 15% | 11.41 | 0.75 | Ilsco | #4/0 Copper & Aluminum Adapter | E
ACM-4 | Miscellaneous | 4.4 | 15% | 5.06 | 0.375 | Ilsco | #4 Copper & Aluminum Adapter | E
ACM-350 | Miscellaneous | 12.41 | 15% | 14.27 | 0.75 | Ilsco | #350 Copper & Aluminum Adapter | E
ACM-300 | Miscellaneous | 11.42 | 15% | 13.13 | 0.75 | Ilsco | #300 Copper & Aluminum Adapter | E
ACM-30 | Miscellaneous | 9.22 | 15% | 10.6 | 0.625 | Ilsco | #3/0 Copper & Aluminum Adapter | E
ACM-250 | Miscellaneous | 10.43 | 15% | 11.99 | 0.75 | Ilsco | #250 Copper & Aluminum Adapter | E
ACM-20 | Miscellaneous | 8.45 | 15% | 9.72 | 0.5 | Ilsco | #2/0 Copper & Aluminum Adapter | E
ACM-2 | Miscellaneous | 4.66 | 15% | 5.36 | 0.375 | Ilsco | #2 Copper & Aluminum Adapter | E
ACM-10 | Miscellaneous | 5.57 | 15% | 6.41 | 0.5 | Ilsco | #1/0 Copper & Aluminum Adapter | E
ACM-1 | Miscellaneous | 5.33 | 15% | 6.13 | 0.375 | Ilsco | #1 Copper & Aluminum Adapter | E
A1B1624 | Miscellaneous | 1.2 | 15% | 1.38 | 0.05 | Erico | Box Mounting Bracket | E
9HPS | Miscellaneous | 1.44 | 15% | 1.66 | 0.1875 | Blackburn | #10 Split Bolt w/Spacer | E
993 | Miscellaneous | 0.4 | 15% | 0.46 | 0.025 | Raco | 8" #12 Insulated Pigtail | E
992 | Miscellaneous | 0.31 | 15% | 0.36 | 0.025 | Raco | 8" #14 Insulated Pigtail | E
98716010519 | Miscellaneous | 4.92 | 15% | 5.66 | 0.875 | Fire Proofing | 4" Fire Proofing | E
98716010517 | Miscellaneous | 4.92 | 15% | 5.66 | 0.75 | Fire Proofing | 3-1/2" Fire Proofing | E
98716010515 | Miscellaneous | 3.96 | 15% | 4.55 | 0.625 | Fire Proofing | 3" Fire Proofing | E
98716010513 | Miscellaneous | 3.96 | 15% | 4.55 | 0.625 | Fire Proofing | 2-1/2" Fire Proofing | E
98716010511 | Miscellaneous | 2.16 | 15% | 2.48 | 0.5 | Fire Proofing | 2" Fire Proofing | E
98716010509 | Miscellaneous | 2.16 | 15% | 2.48 | 0.5 | Fire Proofing | 1-1/2" Fire Proofing | E
98716010507 | Miscellaneous | 2.16 | 15% | 2.48 | 0.5 | Fire Proofing | 1-1/4" Fire Proofing | E
98716010505 | Miscellaneous | 1.44 | 15% | 1.66 | 0.375 | Fire Proofing | 1" Fire Proofing | E
98716010503 | Miscellaneous | 1.44 | 15% | 1.66 | 0.375 | Fire Proofing | 3/4" Fire Proofing | E
98716010501 | Miscellaneous | 1.44 | 15% | 1.66 | 0.375 | Fire Proofing | 1/2" Fire Proofing | E
98715010323 | Miscellaneous | 0 | 15% | 0 | 1 | Hole Punching | 6" Hole Punching | E
98715010321 | Miscellaneous | 0 | 15% | 0 | 1 | Hole Punching | 5" Hole Punching | E
98715010319 | Miscellaneous | 0 | 15% | 0 | 1 | Hole Punching | 4" Hole Punching | E
98715010317 | Miscellaneous | 0 | 15% | 0 | 0.75 | Hole Punching | 3-1/2" Hole Punching | E
98715010315 | Miscellaneous | 0 | 15% | 0 | 0.75 | Hole Punching | 3" Hole Punching | E
98715010313 | Miscellaneous | 0 | 15% | 0 | 0.75 | Hole Punching | 2-1/2" Hole Punching | E
98715010311 | Miscellaneous | 0 | 15% | 0 | 0.5 | Hole Punching | 2" Hole Punching | E
98715010309 | Miscellaneous | 0 | 15% | 0 | 0.5 | Hole Punching | 1-1/2" Hole Punching | E
98715010307 | Miscellaneous | 0 | 15% | 0 | 0.5 | Hole Punching | 1-1/4" Hole Punching | E
98715010305 | Miscellaneous | 0 | 15% | 0 | 0.375 | Hole Punching | 1" Hole Punching | E
98715010303 | Miscellaneous | 0 | 15% | 0 | 0.375 | Hole Punching | 3/4" Hole Punching | E
98715010301 | Miscellaneous | 0 | 15% | 0 | 0.375 | Hole Punching | 1/2" Hole Punching | E
98714010137 | Miscellaneous | 0 | 15% | 0 | 4.5 | Core Drilling | 3-1/2"-5"x24" Depth Core Drilling | E
98714010135 | Miscellaneous | 0 | 15% | 0 | 3.5 | Core Drilling | 2-1/2"-3"x24" Depth Core Drilling | E
98714010133 | Miscellaneous | 0 | 15% | 0 | 2.75 | Core Drilling | 1-1/4"-2"x24" Depth Core Drilling | E
98714010131 | Miscellaneous | 0 | 15% | 0 | 1.75 | Core Drilling | 1/2"-1"x24" Depth Core Drilling | E
98714010127 | Miscellaneous | 0 | 15% | 0 | 3.5 | Core Drilling | 3-1/2"-5"x18" Depth Core Drilling | E
98714010125 | Miscellaneous | 0 | 15% | 0 | 2.875 | Core Drilling | 2-1/2"-3"x18" Depth Core Drilling | E
98714010123 | Miscellaneous | 0 | 15% | 0 | 2.25 | Core Drilling | 1-1/4"-2"x18" Depth Core Drilling | E
98714010121 | Miscellaneous | 0 | 15% | 0 | 1.25 | Core Drilling | 1/2"-1"x18" Depth Core Drilling | E
98714010117 | Miscellaneous | 0 | 15% | 0 | 3 | Core Drilling | 3-1/2"-5"x12" Depth Core Drilling | E
98714010115 | Miscellaneous | 0 | 15% | 0 | 2.375 | Core Drilling | 2-1/2"-3"x12" Depth Core Drilling | E
98714010113 | Miscellaneous | 0 | 15% | 0 | 1.75 | Core Drilling | 1-1/4"-2"x12" Depth Core Drilling | E
98714010111 | Miscellaneous | 0 | 15% | 0 | 1 | Core Drilling | 1/2"-1"x12" Depth Core Drilling | E
98714010107 | Miscellaneous | 0 | 15% | 0 | 2.625 | Core Drilling | 3-1/2"-5"x8" Depth Core Drilling | E
98714010105 | Miscellaneous | 0 | 15% | 0 | 1.875 | Core Drilling | 2-1/2"-3"x8" Depth Core Drilling | E
98714010103 | Miscellaneous | 0 | 15% | 0 | 1.25 | Core Drilling | 1-1/4"-2"x8" Depth Core Drilling | E
98714010101 | Miscellaneous | 0 | 15% | 0 | 0.75 | Core Drilling | 1/2"-1"x8" Depth Core Drilling | E
98713010033 | Miscellaneous | 0 | 15% | 0 | 2.75 | Misc Job Items | Empty C.T. Cabinet | E
98713010031 | Miscellaneous | 0 | 15% | 0 | 1 | Misc Job Items | Empty Meter Can | E
98713010029 | Miscellaneous | 0.57 | 15% | 0.66 | 0.025 | Misc Job Items | Lay-In Fixture Clip | E
98713010027 | Miscellaneous | 0.18 | 15% | 0.21 | 0.0125 | Misc Job Items | Average Fastener | E
98713010025 | Miscellaneous | 5.4 | 15% | 6.21 | 0.125 | Misc Job Items | Average Tackweld | E
98713010023 | Miscellaneous | 19 | 15% | 21.85 | 0.625 | Misc Job Items | Average Cadweld | E
98713010021 | Miscellaneous | 15.75 | 15% | 18.11 | 0.5 | Misc Job Items | Roof Pitchpocket | E
98713010019 | Miscellaneous | 6.25 | 15% | 7.19 | 0.0625 | Misc Job Items | Engraved Name Plate | E
98713010017 | Miscellaneous | 6.8 | 15% | 7.82 | 0.625 | Misc Job Items | 1 Can Spray Paint | E
98713010015 | Miscellaneous | 40.5 | 15% | 46.58 | 1 | Misc Job Items | 4Ftx8Ft Plywood | E
98713010013 | Miscellaneous | 10.22 | 15% | 11.75 | 1 | Misc Job Items | 5 Lb Ductseal | E
98713010011 | Miscellaneous | 2.84 | 15% | 3.27 | 0.25 | Misc Job Items | 1 Lb Ductseal | E
984 | Miscellaneous | 0.26 | 15% | 0.3 | 0.025 | Raco | 6" #14 Bare Pigtail | E
983 | Miscellaneous | 0.28 | 15% | 0.32 | 0.025 | Raco | 6" #12 Pigtail | E
982 | Miscellaneous | 0.27 | 15% | 0.31 | 0.025 | Raco | 6" #14 Pigtail | E
975 | Miscellaneous | 0.13 | 15% | 0.15 | 0.025 | Raco | Box Grounding Clip | E
973 | Miscellaneous | 0.04 | 15% | 0.05 | 0.025 | Raco | Box Grounding Screw | E
9460 | Miscellaneous | 0.19 | 15% | 0.22 | 0.075 | Powers Fasteners | 16-18 x 1-1/2" Lead Screw Anchor | E
9439 | Miscellaneous | 0.14 | 15% | 0.16 | 0.075 | Powers Fasteners | 10-14 x 1-1/2" Lead Screw Anchor | E
9429 | Miscellaneous | 0.11 | 15% | 0.13 | 0.075 | Powers Fasteners | 10-14 x 1" Lead Screw Anchor | E
9419 | Miscellaneous | 0.11 | 15% | 0.13 | 0.075 | Powers Fasteners | 6-8 x 1-1/2" Lead Screw Anchor | E
9414 | Miscellaneous | 0.1 | 15% | 0.12 | 0.075 | Powers Fasteners | 6-8 x 1" Lead Screw Anchor | E
9409 | Miscellaneous | 0.09 | 15% | 0.1 | 0.075 | Powers Fasteners | 6-8 x 3/4" Lead Screw Anchor | E
9074 | Miscellaneous | 0.38 | 15% | 0.44 | 0.075 | Powers Fasteners | 20 x 2" Fiber Screw Anchor | E
9072 | Miscellaneous | 0.32 | 15% | 0.37 | 0.075 | Powers Fasteners | 20 x 1-1/2" Fiber Screw Anchor | E
9063 | Miscellaneous | 0.2 | 15% | 0.23 | 0.075 | Powers Fasteners | 16 x 1-1/2" Fiber Screw Anchor | E
9056 | Miscellaneous | 0.22 | 15% | 0.25 | 0.075 | Powers Fasteners | 14 x 2" Fiber Screw Anchor | E
9054 | Miscellaneous | 0.2 | 15% | 0.23 | 0.075 | Powers Fasteners | 14 x 1-1/2" Fiber Screw Anchor | E
9052 | Miscellaneous | 0.18 | 15% | 0.21 | 0.075 | Powers Fasteners | 14 x 1-1/4" Fiber Screw Anchor | E
9050 | Miscellaneous | 0.16 | 15% | 0.18 | 0.075 | Powers Fasteners | 14 x 1" Fiber Screw Anchor | E
9045 | Miscellaneous | 0.16 | 15% | 0.18 | 0.075 | Powers Fasteners | 12 x 2" Fiber Screw Anchor | E
9043 | Miscellaneous | 0.13 | 15% | 0.15 | 0.075 | Powers Fasteners | 12 x 1-1/2" Fiber Screw Anchor | E
9041 | Miscellaneous | 0.11 | 15% | 0.13 | 0.075 | Powers Fasteners | 12 x 1-1/4" Fiber Screw Anchor | E
9039 | Miscellaneous | 0.11 | 15% | 0.13 | 0.075 | Powers Fasteners | 12 x 1" Fiber Screw Anchor | E
9030 | Miscellaneous | 0.1 | 15% | 0.12 | 0.075 | Powers Fasteners | 10 x 1-1/2" Fiber Screw Anchor | E
9028 | Miscellaneous | 0.11 | 15% | 0.13 | 0.075 | Powers Fasteners | 10 x 1-1/4" Fiber Screw Anchor | E
9026 | Miscellaneous | 0.09 | 15% | 0.1 | 0.075 | Powers Fasteners | 10 x 1" Fiber Screw Anchor | E
9024 | Miscellaneous | 0.07 | 15% | 0.08 | 0.075 | Powers Fasteners | 10 x 3/4" Fiber Screw Anchor | E
9017 | Miscellaneous | 0.12 | 15% | 0.14 | 0.075 | Powers Fasteners | 8 x 1-1/2" Fiber Screw Anchor | E
9015 | Miscellaneous | 0.11 | 15% | 0.13 | 0.075 | Powers Fasteners | 8 x 1-1/4" Fiber Screw Anchor | E
9013 | Miscellaneous | 0.1 | 15% | 0.12 | 0.075 | Powers Fasteners | 8 x 1" Fiber Screw Anchor | E
9011 | Miscellaneous | 0.1 | 15% | 0.12 | 0.075 | Powers Fasteners | 8 x 3/4" Fiber Screw Anchor | E
9005 | Miscellaneous | 0.1 | 15% | 0.12 | 0.075 | Powers Fasteners | 6 x 1" Fiber Screw Anchor | E
9003 | Miscellaneous | 0.09 | 15% | 0.1 | 0.075 | Powers Fasteners | 6 x 3/4" Fiber Screw Anchor | E
8HPS | Miscellaneous | 2 | 15% | 2.3 | 0.1875 | T & B | #8 Split Bolt w/Spacer | E
815880 | Miscellaneous | 8.62 | 15% | 9.91 | 0.875 | Erico | 5/8"x8Ft Galv Ground Rod | E
815860 | Miscellaneous | 8.49 | 15% | 9.76 | 0.625 | Erico | 5/8"x6Ft Galv Ground Rod | E
815800 | Miscellaneous | 13.6 | 15% | 15.64 | 1.125 | Erico | 5/8"x10Ft Galv Ground Rod | E
814400 | Miscellaneous | 55.58 | 15% | 63.92 | 1.125 | Erico | 1"x10Ft Galv Ground Rod | E
813480 | Miscellaneous | 13.46 | 15% | 15.48 | 0.875 | Erico | 3/4"x8Ft Galv Ground Rod | E
813400 | Miscellaneous | 20.37 | 15% | 23.43 | 1.125 | Erico | 3/4"x10Ft Galv Ground Rod | E
811380 | Miscellaneous | 9.5 | 15% | 10.93 | 0.875 | Erico | 1/2"x8Ft Galv Ground Rod | E
811360 | Miscellaneous | 7.8 | 15% | 8.97 | 0.625 | Erico | 1/2"x6Ft Galv Ground Rod | E
811350 | Miscellaneous | 8 | 15% | 9.2 | 0.625 | Erico | 1/2"x5Ft Galv Ground Rod | E
7810 | Miscellaneous | 2.22 | 15% | 2.55 | 0.125 | Powers Fasteners | 5/8" Rod Hanger Wedge Anchor | E
7808 | Miscellaneous | 0.87 | 15% | 1 | 0.125 | Powers Fasteners | 1/2" Rod Hanger Wedge Anchor | E
7806 | Miscellaneous | 0.68 | 15% | 0.78 | 0.125 | Powers Fasteners | 3/8" Rod Hanger Wedge Anchor | E
78000092610 | Miscellaneous | 0 | 15% | 0 | 3.125 | Generic | Remove 10 Ft Pole & Light | E
7589 | Miscellaneous | 0.05 | 15% | 0.06 | 0.075 | Powers Fasteners | 14-16 x 1-1/2" Bantam Screw Anchor | E
7579 | Miscellaneous | 0.03 | 15% | 0.03 | 0.075 | Powers Fasteners | 10-12 x 1" Bantam Screw Anchor | E
7569 | Miscellaneous | 0.03 | 15% | 0.03 | 0.075 | Powers Fasteners | 8-10 x 7/8" Bantam Screw Anchor | E
7559 | Miscellaneous | 0.03 | 15% | 0.03 | 0.075 | Powers Fasteners | 6-8 x 3/4" Bantam Screw Anchor | E
7530 | Miscellaneous | 0.07 | 15% | 0.08 | 0.075 | Powers Fasteners | 14 x 1-1/2" Fluted Screw Anchor | E
7525 | Miscellaneous | 0.07 | 15% | 0.08 | 0.075 | Powers Fasteners | 14 x 1" Fluted Screw Anchor | E
7520 | Miscellaneous | 0.05 | 15% | 0.06 | 0.075 | Powers Fasteners | 10-12 x 1-1/2" Fluted Screw Anchor | E
7515 | Miscellaneous | 0.04 | 15% | 0.05 | 0.075 | Powers Fasteners | 10-12 x 1-1/4" Fluted Screw Anchor | E
7510 | Miscellaneous | 0.04 | 15% | 0.05 | 0.075 | Powers Fasteners | 10-12 x 1" Fluted Screw Anchor | E
750HPS | Miscellaneous | 50.47 | 15% | 58.04 | 1.25 | T & B | #750 Split Bolt w/Spacer | E
7505 | Miscellaneous | 0.03 | 15% | 0.03 | 0.075 | Powers Fasteners | 7-9 x 1" Fluted Screw Anchor | E
7500 | Miscellaneous | 0.03 | 15% | 0.03 | 0.075 | Powers Fasteners | 4-6 x 1" Fluted Screw Anchor | E
6HPS | Miscellaneous | 1.96 | 15% | 2.25 | 0.1875 | T & B | #6 Split Bolt w/Spacer | E
685880S | Miscellaneous | 73.07 | 15% | 84.03 | 0.875 | Erico | 5/8"x8Ft Sect Stl Stl Grnd Rod | E
685880 | Miscellaneous | 70.67 | 15% | 81.27 | 0.875 | Erico | 5/8"x8Ft Pointed St Stl Grnd Rod | E
685800 | Miscellaneous | 83.75 | 15% | 96.31 | 1.125 | Erico | 5/8"x10Ft Pointed St Stl Grnd Rod | E
683400S | Miscellaneous | 108.9 | 15% | 125.24 | 1.125 | Erico | 3/4"x10Ft Sect St Stl Grnd Rod | E
683400 | Miscellaneous | 107.67 | 15% | 123.82 | 1.125 | Erico | 3/4"x10Ft Pointed St Stl Grnd Rod | E
681300S | Miscellaneous | 96.29 | 15% | 110.73 | 1.125 | Erico | 1/2"x10Ft Sect St Stl Grnd Rod | E
681300 | Miscellaneous | 81.03 | 15% | 93.18 | 1.125 | Erico | 1/2"x10Ft Pointed St Stl Grnd Rod | E
635880 | Miscellaneous | 19.29 | 15% | 22.18 | 0.875 | Erico | 5/8"x8Ft Sectional Cu Ground Rod | E
635860 | Miscellaneous | 11.38 | 15% | 13.09 | 0.625 | Erico | 5/8"x6Ft Sectional Cu Ground Rod | E
635850 | Miscellaneous | 9.71 | 15% | 11.17 | 0.5 | Erico | 5/8"x5Ft Sectional Cu Ground Rod | E
635840 | Miscellaneous | 7.85 | 15% | 9.03 | 0.5 | Erico | 5/8"x4Ft Sectional Cu Ground Rod | E
635830 | Miscellaneous | 6.44 | 15% | 7.41 | 0.5 | Erico | 5/8"x3Ft Sectional Cu Ground Rod | E
635800 | Miscellaneous | 24.46 | 15% | 28.13 | 1.125 | Erico | 5/8"x10Ft Sectional Cu Ground Rod | E
634400 | Miscellaneous | 122.49 | 15% | 140.86 | 1.125 | Erico | 1"x10Ft Sectional Cu Ground Rod | E
633480 | Miscellaneous | 29.99 | 15% | 34.49 | 0.875 | Erico | 3/4"x8Ft Sectional Cu Ground Rod | E
633400 | Miscellaneous | 33.51 | 15% | 38.54 | 1.125 | Erico | 3/4"x10Ft Sectional Cu Ground Rod | E
631380 | Miscellaneous | 11.72 | 15% | 13.48 | 0.875 | Erico | 1/2"x8Ft Sectional Cu Ground Rod | E
631300 | Miscellaneous | 22.29 | 15% | 25.63 | 1.125 | Erico | 1/2"x10Ft Sectional Cu Ground Rod | E
615880 | Miscellaneous | 14.78 | 15% | 17 | 0.75 | Erico | 5/8"x8Ft Cu Ground Rod | E
615860 | Miscellaneous | 15.22 | 15% | 17.5 | 0.625 | Erico | 5/8"x6Ft Cu Ground Rod | E
615850 | Miscellaneous | 12.13 | 15% | 13.95 | 0.5 | Erico | 5/8"x5Ft Cu Ground Rod | E
615815 | Miscellaneous | 31.37 | 15% | 36.08 | 1.25 | Erico | 5/8"x15Ft Cu Ground Rod | E
615812 | Miscellaneous | 25.4 | 15% | 29.21 | 1.125 | Erico | 5/8"x12 Ft Cu Ground Rod | E
615800 | Miscellaneous | 18.97 | 15% | 21.82 | 1 | Erico | 5/8"x10Ft Cu Ground Rod | E
614400 | Miscellaneous | 118.08 | 15% | 135.79 | 1.125 | Erico | 1"x10Ft Cu Ground Rod | E
613880 | Miscellaneous | 9.54 | 15% | 10.97 | 0.75 | Erico | 3/8"x8Ft Cu Ground Rod | E
6138629 | Miscellaneous | 16.99 | 15% | 19.54 | 0.625 | Erico | 3/8"x6Ft Cu Ground Rod | E
6138529 | Miscellaneous | 13.37 | 15% | 15.38 | 0.625 | Erico | 3/8"x5Ft Cu Ground Rod | E
613480 | Miscellaneous | 29.38 | 15% | 33.79 | 0.75 | Erico | 3/4"x8Ft Cu Ground Rod | E
613460 | Miscellaneous | 16.39 | 15% | 18.85 | 0.625 | Erico | 3/4"x6Ft Cu Ground Rod | E
613415 | Miscellaneous | 42.78 | 15% | 49.2 | 1.25 | Erico | 3/4"x15Ft Cu Ground Rod | E
613412 | Miscellaneous | 34.23 | 15% | 39.36 | 1.125 | Erico | 3/4"x12Ft Cu Ground Rod | E
613400 | Miscellaneous | 26.5 | 15% | 30.48 | 1 | Erico | 3/4"x10Ft Cu Ground Rod | E
611380 | Miscellaneous | 17.42 | 15% | 20.03 | 0.75 | Erico | 1/2"x8Ft Cu Ground Rod | E
611300 | Miscellaneous | 21.85 | 15% | 25.13 | 1 | Erico | 1/2"x10Ft Cu Ground Rod | E
611265 | Miscellaneous | 6.77 | 15% | 7.79 | 0.625 | Erico | 1/2"x6Ft Cu Ground Rod | E
611255 | Miscellaneous | 5.21 | 15% | 5.99 | 0.625 | Erico | 1/2"x5Ft Cu Ground Rod | E
6014 | Miscellaneous | 4.85 | 15% | 5.58 | 0.25 | Powers Fasteners | 7/8" Self Drilling Anchor | E
6012 | Miscellaneous | 3.22 | 15% | 3.7 | 0.1875 | Powers Fasteners | 3/4" Self Drilling Anchor | E
6010 | Miscellaneous | 1.84 | 15% | 2.12 | 0.1875 | Powers Fasteners | 5/8" Self Drilling Anchor | E
6008 | Miscellaneous | 1.02 | 15% | 1.17 | 0.1875 | Powers Fasteners | 1/2" Self Drilling Anchor | E
6006 | Miscellaneous | 0.68 | 15% | 0.78 | 0.125 | Powers Fasteners | 3/8" Self Drilling Anchor | E
6005 | Miscellaneous | 0.61 | 15% | 0.7 | 0.125 | Powers Fasteners | 5/16" Self Drilling Anchor | E
6004 | Miscellaneous | 0.46 | 15% | 0.53 | 0.125 | Powers Fasteners | 1/4" Self Drilling Anchor | E
5-TB | Miscellaneous | 7.83 | 15% | 9 | 0.5 | T & B | #8-#2 5" Pipe Ground Clamp | E
50790 | Miscellaneous | 0.31 | 15% | 0.36 | 0.025 | Powers Fasteners | 62mm Forming Pin | E
50789 | Miscellaneous | 0.28 | 15% | 0.32 | 0.025 | Powers Fasteners | 44mm Forming Pin | E
50772 | Miscellaneous | 0.2 | 15% | 0.23 | 0.025 | Powers Fasteners | 72mm 6mm Drive Pin | E
50770 | Miscellaneous | 0.24 | 15% | 0.28 | 0.025 | Powers Fasteners | 62mm 6mm Drive Pin | E
50768 | Miscellaneous | 0.19 | 15% | 0.22 | 0.025 | Powers Fasteners | 57mm 6mm Drive Pin | E
50766 | Miscellaneous | 0.18 | 15% | 0.21 | 0.025 | Powers Fasteners | 52mm 6mm Drive Pin | E
50764 | Miscellaneous | 0.18 | 15% | 0.21 | 0.025 | Powers Fasteners | 47mm 6mm Drive Pin | E
50762 | Miscellaneous | 0.17 | 15% | 0.2 | 0.025 | Powers Fasteners | 42mm 6mm Drive Pin | E
50760 | Miscellaneous | 0.17 | 15% | 0.2 | 0.025 | Powers Fasteners | 37mm 6mm Drive Pin | E
50758 | Miscellaneous | 0.14 | 15% | 0.16 | 0.025 | Powers Fasteners | 32mm 6mm Drive Pin | E
50756 | Miscellaneous | 0.13 | 15% | 0.15 | 0.025 | Powers Fasteners | 27mm 6mm Drive Pin | E
50754 | Miscellaneous | 0.13 | 15% | 0.15 | 0.025 | Powers Fasteners | 22mm 6mm Drive Pin | E
50752 | Miscellaneous | 0.15 | 15% | 0.17 | 0.025 | Powers Fasteners | 19mm 6mm Drive Pin | E
50750 | Miscellaneous | 0.18 | 15% | 0.21 | 0.025 | Powers Fasteners | 16mm 6mm Drive Pin | E
50614 | Miscellaneous | 0.15 | 15% | 0.17 | 0.025 | Powers Fasteners | Purple .27 Long Caliber Load | E
50612 | Miscellaneous | 0.15 | 15% | 0.17 | 0.025 | Powers Fasteners | Red .27 Long Caliber Load | E
50610 | Miscellaneous | 14.6 | 15% | 16.79 | 0.025 | Powers Fasteners | Yellow .27 Long Caliber Load | E
50608 | Miscellaneous | 0.13 | 15% | 0.15 | 0.025 | Powers Fasteners | Green .27 Long Caliber Load | E
50606 | Miscellaneous | 14.4 | 15% | 16.56 | 0.25 | Powers Fasteners | Purple .27 Caliber Strip Load | E
50602 | Miscellaneous | 10.32 | 15% | 11.87 | 0.25 | Powers Fasteners | Red .27 Caliber Strip Load | E
50598 | Miscellaneous | 10.32 | 15% | 11.87 | 0.25 | Powers Fasteners | Yellow .27 Caliber Strip Load | E
50594 | Miscellaneous | 10.32 | 15% | 11.87 | 0.25 | Powers Fasteners | Green .27 Caliber Strip Load | E
50592 | Miscellaneous | 10.32 | 15% | 11.87 | 0.25 | Powers Fasteners | Brown .27 Caliber Strip Load | E
50590 | Miscellaneous | 0.11 | 15% | 0.13 | 0.025 | Powers Fasteners | Purple .27 Caliber Load | E
50588 | Miscellaneous | 0.1 | 15% | 0.12 | 0.025 | Powers Fasteners | Red .27 Caliber Load | E
50586 | Miscellaneous | 0.1 | 15% | 0.12 | 0.025 | Powers Fasteners | Yellow .27 Caliber Load | E
50584 | Miscellaneous | 0.11 | 15% | 0.13 | 0.025 | Powers Fasteners | Green .27 Caliber Load | E
50582 | Miscellaneous | 0.11 | 15% | 0.13 | 0.025 | Powers Fasteners | Brown .27 Caliber Load | E
50578 | Miscellaneous | 10.8 | 15% | 12.42 | 0.25 | Powers Fasteners | Red .25 Caliber Strip Load | E
50574 | Miscellaneous | 10.8 | 15% | 12.42 | 0.25 | Powers Fasteners | Yellow .25 Caliber Strip Load | E
50570 | Miscellaneous | 10.8 | 15% | 12.42 | 0.25 | Powers Fasteners | Green .25 Caliber Strip Load | E
50566 | Miscellaneous | 0.11 | 15% | 0.13 | 0.025 | Powers Fasteners | Purple .25 Caliber Load | E
50564 | Miscellaneous | 0.11 | 15% | 0.13 | 0.025 | Powers Fasteners | Red .25 Caliber Load | E
50562 | Miscellaneous | 0.11 | 15% | 0.13 | 0.025 | Powers Fasteners | Yellow .25 Caliber Load | E
50560 | Miscellaneous | 0.11 | 15% | 0.13 | 0.025 | Powers Fasteners | Green .25 Caliber Load | E
50536 | Miscellaneous | 13.32 | 15% | 15.32 | 0.25 | Powers Fasteners | Yellow .25 Caliber Disc Load | E
50534 | Miscellaneous | 13.32 | 15% | 15.32 | 0.25 | Powers Fasteners | Green .25 Caliber Disc Load | E
50532 | Miscellaneous | 13.32 | 15% | 15.32 | 0.25 | Powers Fasteners | Brown .25 Caliber Disc Load | E
50530 | Miscellaneous | 13.32 | 15% | 15.32 | 0.25 | Powers Fasteners | Grey .25 Caliber Disc Load | E
50518 | Miscellaneous | 0.11 | 15% | 0.13 | 0.025 | Powers Fasteners | Red .22 Caliber Ladd Load | E
50516 | Miscellaneous | 0.11 | 15% | 0.13 | 0.025 | Powers Fasteners | Yellow .22 Caliber Ladd Load | E
50514 | Miscellaneous | 0.11 | 15% | 0.13 | 0.025 | Powers Fasteners | Green .22 Caliber Ladd Load | E
50506 | Miscellaneous | 0.07 | 15% | 0.08 | 0.025 | Powers Fasteners | Yellow .22 Caliber "A" Load | E
50504 | Miscellaneous | 0.07 | 15% | 0.08 | 0.025 | Powers Fasteners | Green .22 Caliber "A" Load | E
50502 | Miscellaneous | 0.07 | 15% | 0.08 | 0.025 | Powers Fasteners | Brown .22 Caliber "A" Load | E
50500 | Miscellaneous | 0.07 | 15% | 0.08 | 0.025 | Powers Fasteners | Grey .22 Caliber "A" Load | E
50385 | Miscellaneous | 0.42 | 15% | 0.48 | 0.0375 | Powers Fasteners | 1" .300 TH Pin & 3/4" EMT Strap | E
50384 | Miscellaneous | 0.37 | 15% | 0.43 | 0.0375 | Powers Fasteners | 1-1/4" .300 Pin & 3/4" EMT Strap | E
50381 | Miscellaneous | 0.47 | 15% | 0.54 | 0.0375 | Powers Fasteners | 1" .300 TH Pin & 1/2" EMT Strap | E
50380 | Miscellaneous | 0.29 | 15% | 0.33 | 0.0375 | Powers Fasteners | 1-1/4" .300 Pin & 1/2" EMT Strap | E
50344 | Miscellaneous | 0.5 | 15% | 0.58 | 0.025 | Powers Fasteners | 1-1/4" 3/8-16 Stud-1-1/4" Thread | E
50342 | Miscellaneous | 0.47 | 15% | 0.54 | 0.025 | Powers Fasteners | 1" 3/8-16 Stud-1-1/4" Thread | E
50340 | Miscellaneous | 0.47 | 15% | 0.54 | 0.025 | Powers Fasteners | 3/4" 3/8-16 Stud-1-1/4" Thread | E
50338 | Miscellaneous | 0.41 | 15% | 0.47 | 0.025 | Powers Fasteners | 1-1/4" 1/4-20 Stud-1-1/4" Thread | E
50336 | Miscellaneous | 0.29 | 15% | 0.33 | 0.025 | Powers Fasteners | 1-1/4" 1/4-20 Stud-3/4" Thread | E
50334 | Miscellaneous | 0.29 | 15% | 0.33 | 0.025 | Powers Fasteners | 1-1/4" 1/4-20 Stud-1/2" Thread | E
50330 | Miscellaneous | 0.28 | 15% | 0.32 | 0.025 | Powers Fasteners | 1" 1/4-20 Stud-3/4" Thread | E
50328 | Miscellaneous | 0.27 | 15% | 0.31 | 0.025 | Powers Fasteners | 1" 1/4-20 Stud-1/2" Thread | E
50326 | Miscellaneous | 0.33 | 15% | 0.38 | 0.025 | Powers Fasteners | 3/4" 1/4-20 Stud-3/4" Thread | E
50322 | Miscellaneous | 0.39 | 15% | 0.45 | 0.025 | Powers Fasteners | 1/2" 1/4-20 Stud-3/4" Thread | E
50320 | Miscellaneous | 0.37 | 15% | 0.43 | 0.025 | Powers Fasteners | 1/2" 1/4-20 Stud-1/2" Thread | E
50280 | Miscellaneous | 0.48 | 15% | 0.55 | 0.0375 | Powers Fasteners | 27mm Drive Pin & 1" EMT Strap | E
50278 | Miscellaneous | 0.37 | 15% | 0.43 | 0.0375 | Powers Fasteners | 27mm Drive Pin & 3/4" EMT Strap | E
50276 | Miscellaneous | 0.33 | 15% | 0.38 | 0.0375 | Powers Fasteners | 27mm Drive Pin & 1/2" EMT Strap | E
50230 | Miscellaneous | 0.23 | 15% | 0.26 | 0.025 | Powers Fasteners | 72mm 8mm Drive Pin & 1" Washer | E
50228 | Miscellaneous | 0.23 | 15% | 0.26 | 0.025 | Powers Fasteners | 62mm 8mm Drive Pin & 1" Washer | E
50226 | Miscellaneous | 0.23 | 15% | 0.26 | 0.025 | Powers Fasteners | 52mm 8mm Drive Pin & 1" Washer | E
50224 | Miscellaneous | 0.22 | 15% | 0.25 | 0.025 | Powers Fasteners | 37mm 8mm Drive Pin & 1" Washer | E
50222 | Miscellaneous | 0.2 | 15% | 0.23 | 0.025 | Powers Fasteners | 32mm 8mm Drive Pin & 1" Washer | E
50220 | Miscellaneous | 0.19 | 15% | 0.22 | 0.025 | Powers Fasteners | 27mm 8mm Drive Pin & 1" Washer | E
50216 | Miscellaneous | 0.18 | 15% | 0.21 | 0.025 | Powers Fasteners | 27mm 8mm Top Hat Drive Pin | E
50214 | Miscellaneous | 0.16 | 15% | 0.18 | 0.025 | Powers Fasteners | 22mm 8mm Top Hat Drive Pin | E
50210 | Miscellaneous | 0.16 | 15% | 0.18 | 0.025 | Powers Fasteners | 16mm 8mm Top Hat Drive Pin | E
50202 | Miscellaneous | 0.17 | 15% | 0.2 | 0.025 | Powers Fasteners | 72mm 8mm Drive Pin | E
50200 | Miscellaneous | 0.16 | 15% | 0.18 | 0.025 | Powers Fasteners | 62mm 8mm Drive Pin | E
50198 | Miscellaneous | 0.15 | 15% | 0.17 | 0.025 | Powers Fasteners | 57mm 8mm Drive Pin | E
50196 | Miscellaneous | 0.15 | 15% | 0.17 | 0.025 | Powers Fasteners | 52mm 8mm Drive Pin | E
50194 | Miscellaneous | 0.15 | 15% | 0.17 | 0.025 | Powers Fasteners | 47mm 8mm Drive Pin | E
50192 | Miscellaneous | 0.14 | 15% | 0.16 | 0.025 | Powers Fasteners | 42mm 8mm Drive Pin | E
50190 | Miscellaneous | 0.14 | 15% | 0.16 | 0.025 | Powers Fasteners | 37mm 8mm Drive Pin | E
50188 | Miscellaneous | 0.11 | 15% | 0.13 | 0.025 | Powers Fasteners | 32mm 8mm Drive Pin | E
50186 | Miscellaneous | 0.11 | 15% | 0.13 | 0.025 | Powers Fasteners | 27mm 8mm Drive Pin | E
50184 | Miscellaneous | 0.1 | 15% | 0.12 | 0.025 | Powers Fasteners | 22mm 8mm Drive Pin | E
50182 | Miscellaneous | 0.09 | 15% | 0.1 | 0.025 | Powers Fasteners | 19mm 8mm Drive Pin | E
50180 | Miscellaneous | 0.09 | 15% | 0.1 | 0.025 | Powers Fasteners | 16mm 8mm Drive Pin | E
50176 | Miscellaneous | 0.23 | 15% | 0.26 | 0.025 | Powers Fasteners | 3-1/8" 3/8" Drive Pin | E
50174 | Miscellaneous | 0.25 | 15% | 0.29 | 0.025 | Powers Fasteners | 3" 3/8" Drive Pin | E
50172 | Miscellaneous | 0.22 | 15% | 0.25 | 0.025 | Powers Fasteners | 2-1/2" 3/8" Drive Pin | E
50170 | Miscellaneous | 0.17 | 15% | 0.2 | 0.025 | Powers Fasteners | 2" 3/8" Drive Pin | E
50166 | Miscellaneous | 0.19 | 15% | 0.22 | 0.025 | Powers Fasteners | 1-1/2" 3/8" Drive Pin | E
50164 | Miscellaneous | 0.19 | 15% | 0.22 | 0.025 | Powers Fasteners | 1-1/4" 3/8" Drive Pin | E
50162 | Miscellaneous | 0.17 | 15% | 0.2 | 0.025 | Powers Fasteners | 1" 3/8" Drive Pin | E
50159 | Miscellaneous | 0.09 | 15% | 0.1 | 0.025 | Powers Fasteners | 1" .300 Step Shank Drive Pin | E
50158 | Miscellaneous | 0.08 | 15% | 0.09 | 0.025 | Powers Fasteners | 3/4" .300 Step Shank Drive Pin | E
50152 | Miscellaneous | 0.24 | 15% | 0.28 | 0.0375 | Powers Fasteners | 1-1/4" .300 Drive Pin & BX Strap | E
50150 | Miscellaneous | 0.23 | 15% | 0.26 | 0.0375 | Powers Fasteners | 1" .300 Drive Pin & BX Strap | E
50144 | Miscellaneous | 0.16 | 15% | 0.18 | 0.025 | Powers Fasteners | 1" .300 Top Hat Drive Pin | E
50140 | Miscellaneous | 0.15 | 15% | 0.17 | 0.025 | Powers Fasteners | 3/4" .300 Top Hat Drive Pin | E
50138 | Miscellaneous | 0.15 | 15% | 0.17 | 0.025 | Powers Fasteners | 5/8" .300 Top Hat Drive Pin | E
50136 | Miscellaneous | 0.15 | 15% | 0.17 | 0.025 | Powers Fasteners | 1/2" .300 Top Hat Drive Pin | E
50132 | Miscellaneous | 0.34 | 15% | 0.39 | 0.025 | Powers Fasteners | 3" .300 Drive Pin&1-7/16" Washr | E
50126 | Miscellaneous | 0.22 | 15% | 0.25 | 0.025 | Powers Fasteners | 2-1/2" .300 Drive Pin&1-7/16" Washr | E
50122 | Miscellaneous | 0.2 | 15% | 0.23 | 0.025 | Powers Fasteners | 1-1/2" .300 Drive Pin&1-7/16" Washr | E
50116 | Miscellaneous | 0.22 | 15% | 0.25 | 0.025 | Powers Fasteners | 3" .300 Drive Pin & 1" Washer | E
50114 | Miscellaneous | 0.22 | 15% | 0.25 | 0.025 | Powers Fasteners | 2-1/2" .300 Drive Pin & 1" Washer | E
50112 | Miscellaneous | 0.22 | 15% | 0.25 | 0.025 | Powers Fasteners | 2" .300 Drive Pin & 1" Washer | E
50110 | Miscellaneous | 0.2 | 15% | 0.23 | 0.025 | Powers Fasteners | 1-1/2" .300 Drive Pin & 1" Washer | E
50108 | Miscellaneous | 0.2 | 15% | 0.23 | 0.025 | Powers Fasteners | 1-1/4" .300 Drive Pin & 1" Washer | E
50100 | Miscellaneous | 0.22 | 15% | 0.25 | 0.025 | Powers Fasteners | 3" .300 Drive Pin & 7/8" Washer | E
500HPS | Miscellaneous | 30.37 | 15% | 34.93 | 1 | T & B | #500 Split Bolt w/Spacer | E
50098 | Miscellaneous | 0.2 | 15% | 0.23 | 0.025 | Powers Fasteners | 2-1/2" .300 Drive Pin & 7/8" Washer | E
50096 | Miscellaneous | 0.2 | 15% | 0.23 | 0.025 | Powers Fasteners | 2" .300 Drive Pin & 7/8" Washer | E
50094 | Miscellaneous | 0.19 | 15% | 0.22 | 0.025 | Powers Fasteners | 1-1/2" .300 Drive Pin & 7/8" Washer | E
50092 | Miscellaneous | 0.19 | 15% | 0.22 | 0.025 | Powers Fasteners | 1-1/4" .300 Drive Pin & 7/8" Washer | E
50090 | Miscellaneous | 0.18 | 15% | 0.21 | 0.025 | Powers Fasteners | 1" .300 Drive Pin & 7/8" Washer | E
50082 | Miscellaneous | 0.24 | 15% | 0.28 | 0.025 | Powers Fasteners | 3" .300 Drive Pin & 3/4" Washer | E
50080 | Miscellaneous | 0.19 | 15% | 0.22 | 0.025 | Powers Fasteners | 2-1/2" .300 Drive Pin & 3/4" Washer | E
50070 | Miscellaneous | 0.18 | 15% | 0.21 | 0.025 | Powers Fasteners | 3/4" .300 Drive Pin & 3/4" Washer | E
50048 | Miscellaneous | 0.15 | 15% | 0.17 | 0.025 | Powers Fasteners | 3" .300 Drive Pin | E
50046 | Miscellaneous | 0.15 | 15% | 0.17 | 0.025 | Powers Fasteners | 2-3/4" .300 Drive Pin | E
50044 | Miscellaneous | 0.14 | 15% | 0.16 | 0.025 | Powers Fasteners | 2-1/2" .300 Drive Pin | E
50042 | Miscellaneous | 0.14 | 15% | 0.16 | 0.025 | Powers Fasteners | 2-3/8" .300 Drive Pin | E
50040 | Miscellaneous | 0.14 | 15% | 0.16 | 0.025 | Powers Fasteners | 2-1/4" .300 Drive Pin | E
50038 | Miscellaneous | 0.14 | 15% | 0.16 | 0.025 | Powers Fasteners | 2" .300 Drive Pin | E
50036 | Miscellaneous | 0.16 | 15% | 0.18 | 0.025 | Powers Fasteners | 1-3/4" .300 Drive Pin | E
50034 | Miscellaneous | 0.11 | 15% | 0.13 | 0.025 | Powers Fasteners | 1-1/2" .300 Drive Pin | E
50032 | Miscellaneous | 0.09 | 15% | 0.1 | 0.025 | Powers Fasteners | 1-1/4" .300 Drive Pin | E
50030 | Miscellaneous | 0.08 | 15% | 0.09 | 0.025 | Powers Fasteners | 1-1/8" .300 Drive Pin | E
50026 | Miscellaneous | 0.07 | 15% | 0.08 | 0.025 | Powers Fasteners | 1" .300 Drive Pin | E
50022 | Miscellaneous | 0.06 | 15% | 0.07 | 0.025 | Powers Fasteners | 3/4" .300 Drive Pin | E
50016 | Miscellaneous | 0.08 | 15% | 0.09 | 0.025 | Powers Fasteners | 5/8" .300 Drive Pin | E
50012 | Miscellaneous | 0.08 | 15% | 0.09 | 0.025 | Powers Fasteners | 1/2" .300 Drive Pin | E
4Z34 | Miscellaneous | 0.35 | 15% | 0.4 | 0.025 | Erico | Box Support | E
4HPS | Miscellaneous | 2.3 | 15% | 2.65 | 0.375 | T & B | #4 Split Bolt w/Spacer | E
4561 | Miscellaneous | 1.45 | 15% | 1.67 | 0.1875 | Powers Fasteners | 1/2"x6" Toggle Bolt | E
4541 | Miscellaneous | 1.43 | 15% | 1.64 | 0.125 | Powers Fasteners | 1/2"x4" Toggle Bolt | E
4461 | Miscellaneous | 0.67 | 15% | 0.77 | 0.1875 | Powers Fasteners | 3/8"x6" Toggle Bolt | E
4451 | Miscellaneous | 0.63 | 15% | 0.72 | 0.15 | Powers Fasteners | 3/8"x5" Toggle Bolt | E
4441 | Miscellaneous | 0.52 | 15% | 0.6 | 0.125 | Powers Fasteners | 3/8"x4" Toggle Bolt | E
4431 | Miscellaneous | 0.45 | 15% | 0.52 | 0.1 | Powers Fasteners | 3/8"x3" Toggle Bolt | E
4261 | Miscellaneous | 0.31 | 15% | 0.36 | 0.1875 | Powers Fasteners | 1/4"x6" Toggle Bolt | E
4251 | Miscellaneous | 0.29 | 15% | 0.33 | 0.15 | Powers Fasteners | 1/4"x5" Toggle Bolt | E
4241 | Miscellaneous | 0.22 | 15% | 0.25 | 0.125 | Powers Fasteners | 1/4"x4" Toggle Bolt | E
40HPS | Miscellaneous | 6.91 | 15% | 7.95 | 0.625 | T & B | #2/0 Split Bolt w/Spacer | E
4041 | Miscellaneous | 0.19 | 15% | 0.22 | 0.125 | Powers Fasteners | 1/8"x4" Toggle Bolt | E
4031 | Miscellaneous | 0.18 | 15% | 0.21 | 0.1 | Powers Fasteners | 1/8"x3" Toggle Bolt | E
4021 | Miscellaneous | 0.13 | 15% | 0.15 | 0.075 | Powers Fasteners | 1/8"x2" Toggle Bolt | E
3-TB | Miscellaneous | 4.84 | 15% | 5.57 | 0.3125 | T & B | #8-#2 2" Pipe Ground Clamp | E
3909-TB | Miscellaneous | 63.59 | 15% | 73.13 | 1.25 | T & B | #4-#4/0 12" Pipe Ground Clamp | E
3908 | Miscellaneous | 82.84 | 15% | 95.27 | 1.125 | T & B | #4#-4/0 10" Pipe Ground Clamp | E
3907 | Miscellaneous | 63.64 | 15% | 73.19 | 0.875 | T & B | #4-#4/0 8" Pipe Ground Clamp | E
3906-TB | Miscellaneous | 58.42 | 15% | 67.18 | 0.625 | T & B | #4-#4/0 6" Pipe Ground Clamp | E
3905-TB | Miscellaneous | 25.96 | 15% | 29.85 | 0.5 | T & B | #4-#4/0 5" Pipe Ground Clamp | E
3904 | Miscellaneous | 24.72 | 15% | 28.43 | 0.375 | T & B | #4-#4/0 3" Pipe Ground Clamp | E
3903 | Miscellaneous | 15.85 | 15% | 18.23 | 0.3125 | T & B | #4-#4/0 2" Pipe Ground Clamp | E
3902 | Miscellaneous | 9.75 | 15% | 11.21 | 0.25 | T & B | #4-#4/0 1" Pipe Ground Clamp | E
350HPS | Miscellaneous | 22.68 | 15% | 26.08 | 1 | T & B | #250 Split Bolt w/Spacer | E
2-TB | Miscellaneous | 3.73 | 15% | 4.29 | 0.25 | T & B | #8-#2 1" Pipe Ground Clamp | E
2HPS | Miscellaneous | 3.45 | 15% | 3.97 | 0.375 | T & B | #2 Split Bolt w/Spacer | E
2369 | Miscellaneous | 0.07 | 15% | 0.08 | 0.075 | Powers Fasteners | Zinc Drywall Zip-It w/Screw | E
2367 | Miscellaneous | 0.06 | 15% | 0.07 | 0.075 | Powers Fasteners | Nylon Drywall Zip-It Jr w/Screw | E
2355 | Miscellaneous | 0.09 | 15% | 0.1 | 0.075 | Powers Fasteners | Nylon Drywall Zip-It w/Screw | E
2336 | Miscellaneous | 0.09 | 15% | 0.1 | 0.0375 | Powers Fasteners | Legs Drywall Anchor | E
2307 | Miscellaneous | 0.13 | 15% | 0.15 | 0.0375 | Powers Fasteners | 1" Super Long Poly-Toggle Anchor | E
2306 | Miscellaneous | 0.12 | 15% | 0.14 | 0.0375 | Powers Fasteners | 3/4" X-Long Poly-Toggle Anchor | E
2305 | Miscellaneous | 0.13 | 15% | 0.15 | 0.0375 | Powers Fasteners | 5/8" Long Poly-Toggle Anchor | E
2304 | Miscellaneous | 0.11 | 15% | 0.13 | 0.0375 | Powers Fasteners | 1/2" Medium Poly-Toggle Anchor | E
2303 | Miscellaneous | 0.09 | 15% | 0.1 | 0.0375 | Powers Fasteners | 3/8" Short Poly-Toggle Anchor | E
2302 | Miscellaneous | 0.09 | 15% | 0.1 | 0.0375 | Powers Fasteners | 1/8" Mini Poly-Toggle Anchor | E
2244 | Miscellaneous | 0.2 | 15% | 0.23 | 0.025 | Powers Fasteners | 12-14 x 1" Hex Head Self-Drill | E
2237 | Miscellaneous | 0.18 | 15% | 0.21 | 0.025 | Powers Fasteners | 1/4"-14 x 1" Hex Head Self-Drill | E
2235 | Miscellaneous | 0.14 | 15% | 0.16 | 0.025 | Powers Fasteners | 1/4"-14 x 3/4" Hex Head Self-Drill | E
2233 | Miscellaneous | 0.07 | 15% | 0.08 | 0.025 | Powers Fasteners | 12-14 x 1" Hex Head Self-Drill | E
2231 | Miscellaneous | 0.1 | 15% | 0.12 | 0.025 | Powers Fasteners | 12-14 x 1-3/4" Hex Head Self-Drill | E
2230 | Miscellaneous | 0.12 | 15% | 0.14 | 0.025 | Powers Fasteners | 10-16 x 1-1/2" Hex Head Self-Drill | E
2229 | Miscellaneous | 0.1 | 15% | 0.12 | 0.025 | Powers Fasteners | 10-16 x 1" Hex Head Self-Drill | E
2228 | Miscellaneous | 0.12 | 15% | 0.14 | 0.025 | Powers Fasteners | 10-16 x 1-1/4" Hex Head Self-Drill | E
2227 | Miscellaneous | 0.11 | 15% | 0.13 | 0.025 | Powers Fasteners | 10-16 x 3/4" Phillips Self-Drill | E
2225 | Miscellaneous | 0.09 | 15% | 0.1 | 0.025 | Powers Fasteners | 10-16 x 3/4" Hex Head Self-Drill | E
2223 | Miscellaneous | 0.1 | 15% | 0.12 | 0.025 | Powers Fasteners | 10-16 x 1/2" Hex Head Self-Drill | E
2221 | Miscellaneous | 0.09 | 15% | 0.1 | 0.025 | Powers Fasteners | 8-18 x 5/8" Hex Head Self-Drill | E
2220 | Miscellaneous | 0.09 | 15% | 0.1 | 0.025 | Powers Fasteners | 8-18 x 1-1/2" Hex Head Self-Drill | E
2219 | Miscellaneous | 0.09 | 15% | 0.1 | 0.025 | Powers Fasteners | 8-18 x 1-1/4" Hex Head Self-Drill | E
2218 | Miscellaneous | 0.09 | 15% | 0.1 | 0.025 | Powers Fasteners | 8-18 x 1" Hex Head Self-Drill | E
2216 | Miscellaneous | 0.08 | 15% | 0.09 | 0.025 | Powers Fasteners | 8-18 x 3/4" Hex Head Self-Drill | E
2214 | Miscellaneous | 0.08 | 15% | 0.09 | 0.025 | Powers Fasteners | 8-18 x 3/4" Phillips Self-Drill | E
2210 | Miscellaneous | 0.06 | 15% | 0.07 | 0.025 | Powers Fasteners | 8-18 x 1/2" Phillips Self-Drill | E
2204 | Miscellaneous | 0.05 | 15% | 0.06 | 0.025 | Powers Fasteners | 6-20 x 1/2" Phillips Self-Drill | E
2202 | Miscellaneous | 0.05 | 15% | 0.06 | 0.025 | Powers Fasteners | 6-20 x 3/8" Phillips Self-Drill | E
2121 | Miscellaneous | 0.32 | 15% | 0.37 | 0.075 | Powers Fasteners | 1/4" Short Polly Wall Anchor | E
2113 | Miscellaneous | 0.58 | 15% | 0.67 | 0.075 | Powers Fasteners | 3/16" X-Long Polly Wall Anchor | E
2112 | Miscellaneous | 0.27 | 15% | 0.31 | 0.075 | Powers Fasteners | 3/16" Long Polly Wall Anchor | E
2111 | Miscellaneous | 0.26 | 15% | 0.3 | 0.075 | Powers Fasteners | 3/16" Short Polly Wall Anchor | E
2103 | Miscellaneous | 0.15 | 15% | 0.17 | 0.075 | Powers Fasteners | 1/8" X-Long Polly Wall Anchor | E
2102 | Miscellaneous | 0.13 | 15% | 0.15 | 0.075 | Powers Fasteners | 1/8" Long Polly Wall Anchor | E
2101 | Miscellaneous | 0.11 | 15% | 0.13 | 0.075 | Powers Fasteners | 1/8" Short Polly Wall Anchor | E
2100 | Miscellaneous | 0.13 | 15% | 0.15 | 0.075 | Powers Fasteners | 1/8" X-Short Polly Wall Anchor | E
20HPS | Miscellaneous | 4.63 | 15% | 5.32 | 0.625 | T & B | #1/0 Split Bolt w/Spacer | E
20302002 | Miscellaneous | 11.48 | 15% | 13.2 | 0.0625 | Hubbell | Heavy Duty Bus Drop Spring | E
20302001 | Miscellaneous | 7.79 | 15% | 8.96 | 0.0625 | Hubbell | Standard Bus Drop Spring | E
1301 | Miscellaneous | 1.19 | 15% | 1.37 | 0.125 | Powers Fasteners | 3/4" Expansion Shield | E
1151 | Miscellaneous | 0.35 | 15% | 0.4 | 0.125 | Powers Fasteners | 3/8" Expansion Shield | E
1101 | Miscellaneous | 0.23 | 15% | 0.26 | 0.125 | Powers Fasteners | 5/16" Expansion Shield | E
1051 | Miscellaneous | 0.2 | 15% | 0.23 | 0.125 | Powers Fasteners | 1/4" Expansion Shield | E
1000HPS | Miscellaneous | 54.74 | 15% | 62.95 | 1.25 | T & B | #1000 Split Bolt w/Spacer | E
073041282 | Miscellaneous | 17.43 | 15% | 20.04 | 0.125 | Hubbell | 9" Eye Bus Drop Grip | E
073041281 | Miscellaneous | 16.48 | 15% | 18.95 | 0.125 | Hubbell | 8" Eye Bus Drop Grip | E
073041279 | Miscellaneous | 13.37 | 15% | 15.38 | 0.125 | Hubbell | 7" Eye Bus Drop Grip | E
073041278 | Miscellaneous | 11.95 | 15% | 13.74 | 0.125 | Hubbell | 5" Eye Bus Drop Grip | E
073041277 | Miscellaneous | 10.37 | 15% | 11.93 | 0.125 | Hubbell | 4" Eye Bus Drop Grip | E
073041276 | Miscellaneous | 9.8 | 15% | 11.27 | 0.125 | Hubbell | 3" Eye Bus Drop Grip | E
073031214 | Miscellaneous | 76.59 | 15% | 88.08 | 0.375 | Hubbell | 2-1/2" Relief Grip w/Bushing | E
073031213 | Miscellaneous | 50.6 | 15% | 58.19 | 0.25 | Hubbell | 2" Relief Grip w/Bushing | E
073031212 | Miscellaneous | 40.77 | 15% | 46.89 | 0.25 | Hubbell | 1-1/2" Relief Grip W/Bushing | E
073031211 | Miscellaneous | 24.43 | 15% | 28.09 | 0.25 | Hubbell | 1-1/4" Relief Grip w/Bushing | E
073031210 | Miscellaneous | 19.53 | 15% | 22.46 | 0.1875 | Hubbell | 1" Relief Grip w/Bushing | E
073031209 | Miscellaneous | 17.18 | 15% | 19.76 | 0.1875 | Hubbell | 3/4" Relief Grip w/Bushing | E
073031208 | Miscellaneous | 16.48 | 15% | 18.95 | 0.1875 | Hubbell | 1/2" Relief Grip w/Bushing | E
SP46 | NMC Fittings | 1.38 | 15% | 1.59 | 0.1875 | Briscon | #6/3-#4/3 SE Cable Sill Plate | E
SP40 | NMC Fittings | 3.31 | 15% | 3.81 | 0.3125 | Briscon | #2/0-#4/0 SE Cable Sill Plate | E
SP28 | NMC Fittings | 1.96 | 15% | 2.25 | 0.1875 | Briscon | #3/3-#2/3 SE Cable Sill Plate | E
SN 100 B | NMC Fittings | 0.03 | 15% | 0.03 | 0.0045 | Briscon | #12/3 - 10/3 NMC Staple | E
SEC-194 | NMC Fittings | 16.36 | 15% | 18.81 | 0.75 | EGS | #1/0-#4/0 Die Cast SE Cable Cap | E
SEC-192 | NMC Fittings | 6.4 | 15% | 7.36 | 0.5 | EGS | #8/3-#1/3 Die Cast SE Cable Cap | E
PVC-8642 | NMC Fittings | 5.49 | 15% | 6.31 | 0.5 | EGS | #8/3-#2/3 PVC SE Cable Cap | E
PVC-3040 | NMC Fittings | 6.02 | 15% | 6.92 | 0.75 | EGS | #1/0-#4/0 PVC SE Cable Cap | E
NC-1071 | NMC Fittings | 8.03 | 15% | 9.23 | 0.5 | EGS | 2-1/2"-3" Galvanized Flashing | E
NC-1070 | NMC Fittings | 7.33 | 15% | 8.43 | 0.375 | EGS | 2" Galvanized Flashing | E
NC-1069 | NMC Fittings | 6.37 | 15% | 7.33 | 0.3125 | EGS | 1-1/4"-1-1/2" Galvanized Flashing | E
M30 | NMC Fittings | 0.09 | 15% | 0.1 | 0.0375 | Briscon | 1 Hole NMC Strap | E
936 | NMC Fittings | 0.5 | 15% | 0.58 | 0.0625 | Bridgeport | #4/0-3 1 Hole SE Cable Strap | E
935 | NMC Fittings | 0.48 | 15% | 0.55 | 0.05 | Bridgeport | #2/0-3 1 Hole SE Cable Strap | E
934 | NMC Fittings | 0.48 | 15% | 0.55 | 0.05 | Bridgeport | #1/0-3 1 Hole SE Cable Strap | E
933 | NMC Fittings | 0.36 | 15% | 0.41 | 0.05 | Bridgeport | #2/3 1 Hole SE Cable Strap | E
932 | NMC Fittings | 0.16 | 15% | 0.18 | 0.0375 | Bridgeport | #4/3 1 Hole SE Cable Strap | E
931 | NMC Fittings | 0.25 | 15% | 0.29 | 0.0375 | Bridgeport | #6/3 1 Hole SE Cable Strap | E
930 | NMC Fittings | 0.2 | 15% | 0.23 | 0.0375 | Bridgeport | #8/3 1 Hole SE Cable Strap | E
765-3 | NMC Fittings | 6.17 | 15% | 7.1 | 0.175 | Bridgeport | 1-1/2" Raintite SE Cable Connector | E
764-3 | NMC Fittings | 4.7 | 15% | 5.41 | 0.1375 | Bridgeport | 1-1/4" Raintite SE Cable Connector | E
763-4 | NMC Fittings | 2.17 | 15% | 2.5 | 0.125 | Bridgeport | 1" Raintite SE Cable Connector | E
762-UF | NMC Fittings | 1.79 | 15% | 2.06 | 0.1 | Bridgeport | 3/4" Raintite SE Cable Connector | E
676-DC2 | NMC Fittings | 2.76 | 15% | 3.17 | 0.1375 | Bridgeport | 2" Die Cast NMC Connector | E
675-DC2 | NMC Fittings | 2.27 | 15% | 2.61 | 0.125 | Bridgeport | 1-1/2" Die Cast NMC Connector | E
674-DC2 | NMC Fittings | 1.37 | 15% | 1.58 | 0.1125 | Bridgeport | 1-1/4" Die Cast NMC Connector | E
672-DC2 | NMC Fittings | 1.18 | 15% | 1.36 | 0.1 | Bridgeport | 1" Die Cast NMC Connector | E
670-DC2 | NMC Fittings | 0.65 | 15% | 0.75 | 0.0875 | Bridgeport | 3/4" Die Cast NMC Connector | E
653-DC2 | NMC Fittings | 0.36 | 15% | 0.41 | 0.075 | Bridgeport | 1/2" Die Cast NMC Connector | E
650-DC2 | NMC Fittings | 0.18 | 15% | 0.21 | 0.075 | Bridgeport | 3/8" Die Cast NMC Connector | E
646 | NMC Fittings | 10.18 | 15% | 11.71 | 0.1875 | Midwest/Cooper | 2" Raintite SE Cable Connector | E
43 | NMC Fittings | 0.22 | 15% | 0.25 | 0.0625 | Madison | Cable Protector Plate | E
3202 | NMC Fittings | 0.32 | 15% | 0.37 | 0.025 | T & B | 3/4" Plastic NMC & Cord Connector | E
3201-TB | NMC Fittings | 0.18 | 15% | 0.21 | 0.025 | T & B | 1/2" Plastic NMC & Cord Connector | E
223 | NMC Fittings | 0.41 | 15% | 0.47 | 0.075 | Madison | #4/0-3 2 Hole SE Cable Strap | E
222 | NMC Fittings | 0.32 | 15% | 0.37 | 0.0625 | Madison | #1/3 2 Hole SE Cable Strap | E
221 | NMC Fittings | 0.23 | 15% | 0.26 | 0.05 | Madison | #4/3 2 Hole SE Cable Strap | E
220 | NMC Fittings | 0.19 | 15% | 0.22 | 0.05 | Madison | #8/3 2 Hole SE Cable Strap | E
1620 | NMC Fittings | 0 | 15% | 0 | 4 | EGS | 2" 200 Amp SE Cable Kit | E
1520 | NMC Fittings | 0 | 15% | 0 | 3.5 | EGS | 2" 150 Amp SE Cable Kit | E
1420 | NMC Fittings | 0 | 15% | 0 | 3 | EGS | 1-1/2" 150 Amp SE Cable Kit | E
1402 | NMC Fittings | 6.39 | 15% | 7.35 | 0.125 | EGS | Porcelain Wire Holder w/Lag Screw | E
1401 | NMC Fittings | 5.42 | 15% | 6.23 | 0.25 | EGS | Adjustable Porcelain Wire Holder | E
1072-N | NMC Fittings | 11.07 | 15% | 12.73 | 0.5 | EGS | 3" All Neoprene Flashing | E
1071-N | NMC Fittings | 11 | 15% | 12.65 | 0.5 | EGS | 2-1/2" All Neoprene Flashing | E
1070-N | NMC Fittings | 9.26 | 15% | 10.65 | 0.375 | EGS | 2" All Neoprene Flashing | E
1069-N | NMC Fittings | 8.64 | 15% | 9.94 | 0.3125 | EGS | 1-1/4"-1-1/2" All Neoprene Flashing | E
10150-S | NMC Fittings | 0.11 | 15% | 0.13 | 0.0375 | Victor | 2 Hole NMC Strap | E
SN 40 I B | Non-Metallic Cable | 0.02 | 15% | 0.02 | 0.0045 | Briscon | #14/2 - 10/3 NMC Insul Staple | E
SN 40 B SS | Non-Metallic Cable | 0.06 | 15% | 0.07 | 0.0045 | Briscon | #14/2 - 10/3 NMC S/S Staple | E
SN 300 B SS | Non-Metallic Cable | 0.09 | 15% | 0.1 | 0.0045 | Briscon | #8/3 - 6/3 NMC S/S Staple | E
SN 150 I B | Non-Metallic Cable | 0.03 | 15% | 0.03 | 0.0045 | Briscon | (2)14/2 or (2)12/3 NMC Insl Staple | E
SN 150 B | Non-Metallic Cable | 0.03 | 15% | 0.03 | 0.0045 | Briscon | (2)14/2 or (2)12/3 NMC Staple | E
98010027145 | Non-Metallic Cable | 14.33 | 15% | 16.48 | 0.1025 | Copper Wire | #4/0-4 SER Copper Cable | M
98010027140 | Non-Metallic Cable | 11.42 | 15% | 13.13 | 0.095 | Copper Wire | #3/0-4 SER Copper Cable | M
98010027135 | Non-Metallic Cable | 9.11 | 15% | 10.48 | 0.0863 | Copper Wire | #2/0-4 SER Copper Cable | M
98010027130 | Non-Metallic Cable | 6.93 | 15% | 7.97 | 0.0788 | Copper Wire | #1/0-4 SER Copper Cable | M
98010027125 | Non-Metallic Cable | 5.79 | 15% | 6.66 | 0.0688 | Copper Wire | #1/4 SER Copper Cable | M
98010027120 | Non-Metallic Cable | 4.61 | 15% | 5.3 | 0.06 | Copper Wire | #2/4 SER Copper Cable | M
98010027115 | Non-Metallic Cable | 3.77 | 15% | 4.34 | 0.055 | Copper Wire | #3/4 SER Copper Cable | M
98010027110 | Non-Metallic Cable | 2.95 | 15% | 3.39 | 0.0488 | Copper Wire | #4/4 SER Copper Cable | M
98010027105 | Non-Metallic Cable | 2.77 | 15% | 3.19 | 0.045 | Copper Wire | #6/4 SER Copper Cable | M
98010027010 | Non-Metallic Cable | 11.6 | 15% | 13.34 | 0.0975 | Copper Wire | #4/0-3 SEU Copper Cable | M
98010027000 | Non-Metallic Cable | 9.64 | 15% | 11.09 | 0.0875 | Copper Wire | #3/0-3 SEU Copper Cable | M
98010026990 | Non-Metallic Cable | 7.38 | 15% | 8.49 | 0.0788 | Copper Wire | #2/0-3 SEU Copper Cable | M
98010026980 | Non-Metallic Cable | 5.9 | 15% | 6.79 | 0.07 | Copper Wire | #1/0-3 SEU Copper Cable | M
98010026975 | Non-Metallic Cable | 4.76 | 15% | 5.47 | 0.0625 | Copper Wire | #1/3 SEU Copper Cable | M
98010026970 | Non-Metallic Cable | 3.6 | 15% | 4.14 | 0.055 | Copper Wire | #2/3 SEU Copper Cable | M
98010026960 | Non-Metallic Cable | 2.89 | 15% | 3.32 | 0.05 | Copper Wire | #3/3 SEU Copper Cable | M
98010026950 | Non-Metallic Cable | 1.96 | 15% | 2.25 | 0.0438 | Copper Wire | #4/3 SEU Copper Cable | M
98010026940 | Non-Metallic Cable | 1.25 | 15% | 1.44 | 0.0388 | Copper Wire | #6/3 SEU Copper Cable | M
98010026930 | Non-Metallic Cable | 0.83 | 15% | 0.95 | 0.035 | Copper Wire | #8/3 SEU Copper Cable | M
98010026670 | Non-Metallic Cable | 1.82 | 15% | 2.09 | 0.04 | Copper Wire | #6/3 UF Copper Cable w/Ground | M
98010026665 | Non-Metallic Cable | 1.23 | 15% | 1.41 | 0.035 | Copper Wire | #8/3 UF Copper Cable w/Ground | M
98010026660 | Non-Metallic Cable | 0.73 | 15% | 0.84 | 0.0313 | Copper Wire | #10/3 UF Copper Cable w/Ground | M
98010026655 | Non-Metallic Cable | 0.41 | 15% | 0.47 | 0.0275 | Copper Wire | #12/3 UF Copper Cable w/Ground | M
98010026650 | Non-Metallic Cable | 0.27 | 15% | 0.31 | 0.025 | Copper Wire | #14/3 UF Copper Cable w/Ground | M
98010026620 | Non-Metallic Cable | 1.17 | 15% | 1.35 | 0.0338 | Copper Wire | #6/2 UF Copper Cable w/Ground | M
98010026615 | Non-Metallic Cable | 0.83 | 15% | 0.95 | 0.0288 | Copper Wire | #8/2 UF Copper Cable w/Ground | M
98010026610 | Non-Metallic Cable | 0.44 | 15% | 0.51 | 0.025 | Copper Wire | #10/2 UF Copper Cable w/Ground | M
98010026605 | Non-Metallic Cable | 0.28 | 15% | 0.32 | 0.0238 | Copper Wire | #12/2 UF Copper Cable w/Ground | M
98010026600 | Non-Metallic Cable | 0.19 | 15% | 0.22 | 0.02 | Copper Wire | #14/2 UF Copper Cable w/Ground | M
98010026391 | Non-Metallic Cable | 1.01 | 15% | 1.16 | 0.0313 | Copper Wire | #10/4 NM Copper Cable w/Ground | M
98010026388 | Non-Metallic Cable | 0.65 | 15% | 0.75 | 0.0275 | Copper Wire | #12/4 NM Copper Cable w/Ground | M
98010026385 | Non-Metallic Cable | 0.43 | 15% | 0.49 | 0.025 | Copper Wire | #14/4 NM Copper Cable w/Ground | M
98010026380 | Non-Metallic Cable | 6.03 | 15% | 6.93 | 0.0438 | Copper Wire | #2/3 NM Copper Cable w/Ground | M
98010026375 | Non-Metallic Cable | 4.03 | 15% | 4.63 | 0.04 | Copper Wire | #4/3 NM Copper Cable w/Ground | M
98010026370 | Non-Metallic Cable | 1.33 | 15% | 1.53 | 0.035 | Copper Wire | #6/3 NM Copper Cable w/Ground | M
98010026365 | Non-Metallic Cable | 0.91 | 15% | 1.05 | 0.0288 | Copper Wire | #8/3 NM Copper Cable w/Ground | M
98010026360 | Non-Metallic Cable | 0.57 | 15% | 0.66 | 0.0275 | Copper Wire | #10/3 NM Copper Cable w/Ground | M
98010026355 | Non-Metallic Cable | 0.35 | 15% | 0.4 | 0.0238 | Copper Wire | #12/3 NM Copper Cable w/Ground | M
98010026350 | Non-Metallic Cable | 0.23 | 15% | 0.26 | 0.0225 | Copper Wire | #14/3 NM Copper Cable w/Ground | M
98010026320 | Non-Metallic Cable | 0.91 | 15% | 1.05 | 0.0313 | Copper Wire | #6/2 NM Copper Cable w/Ground | M
98010026315 | Non-Metallic Cable | 0.66 | 15% | 0.76 | 0.025 | Copper Wire | #8/2 NM Copper Cable w/Ground | M
98010026310 | Non-Metallic Cable | 0.44 | 15% | 0.51 | 0.0238 | Copper Wire | #10/2 NM Copper Cable w/Ground | M
98010026305 | Non-Metallic Cable | 0.25 | 15% | 0.29 | 0.0225 | Copper Wire | #12/2 NM Copper Cable w/Ground | M
98010026300 | Non-Metallic Cable | 0.17 | 15% | 0.2 | 0.0188 | Copper Wire | #14/2 NM Copper Cable w/Ground | M
78022710030 | Non-Metallic Cable | 0.06 | 15% | 0.07 | 0.0045 | Briscon | #14/2 - 10/3 NMC S/S Insul Staple | E
RSL-19 | Outlet Boxes | 6.09 | 15% | 7 | 0.125 | Steel City | 4-11/16" Sq GFI & Duplex Box Cover | E
CBP-38 | Outlet Boxes | 2.73 | 15% | 3.14 | 0.0625 | Steel City | Concrete Ring Back Plate&Stud | E
CBP | Outlet Boxes | 1.58 | 15% | 1.82 | 0.0625 | Steel City | Concrete Ring Back Plate | E
CBA | Outlet Boxes | 3.15 | 15% | 3.62 | 0.0625 | Steel City | Concrete Ring Adapter Plate | E
A-16-25 | Outlet Boxes | 1.1 | 15% | 1.27 | 0.125 | Steel City | Nails NoGangSwBox/NMC 2-1/4"D | E
986 | Outlet Boxes | 1.16 | 15% | 1.33 | 0.25 | Raco | Adjust-A-Brace Box Support-24" Stud | E
985 | Outlet Boxes | 0.92 | 15% | 1.06 | 0.25 | Raco | Adjust-A-Brace Box Support-16" Stud | E
980 | Outlet Boxes | 1.2 | 15% | 1.38 | 0.025 | Raco | Metal Stud Box Clip | E
979 | Outlet Boxes | 4.59 | 15% | 5.28 | 0.125 | Raco | 4-11/16" Sq 2-Duplex Box Cover | E
978 | Outlet Boxes | 0.36 | 15% | 0.41 | 0.025 | Raco | Far Side Box Support | E
977 | Outlet Boxes | 0.29 | 15% | 0.33 | 0.125 | Raco | Switch Box Supports | E
974 | Outlet Boxes | 1.29 | 15% | 1.48 | 0.0125 | Raco | Gang Box Low Voltage Partition | E
972 | Outlet Boxes | 3.83 | 15% | 4.4 | 0.1 | Raco | 4-11/16" Sq 1-Duplex Box Cover | E
971 | Outlet Boxes | 2.37 | 15% | 2.73 | 0.0125 | Raco | Masonry Box Low Voltage Partition | E
970RAC | Outlet Boxes | 4.41 | 15% | 5.07 | 0.1875 | Raco | Winged Switch Box Support | E
965 | Outlet Boxes | 29 | 15% | 33.35 | 0.1875 | Raco | 6 Gang 3-1/2"D Masonry Box | E
960 | Outlet Boxes | 23.17 | 15% | 26.65 | 0.1875 | Raco | 6 Gang 2-1/2"D Masonry Box | E
958 | Outlet Boxes | 52.52 | 15% | 60.4 | 0.25 | Raco | 9 Gang 1-5/8"D Gang Box | E
957 | Outlet Boxes | 38.9 | 15% | 44.74 | 0.25 | Raco | 8 Gang 1-5/8"D Gang Box | E
956 | Outlet Boxes | 34.79 | 15% | 40.01 | 0.25 | Raco | 7 Gang 1-5/8"D Gang Box | E
955 | Outlet Boxes | 21.74 | 15% | 25 | 0.1875 | Raco | 6 Gang 1-5/8"D Gang Box | E
954 | Outlet Boxes | 11.14 | 15% | 12.81 | 0.1875 | Raco | 5 Gang 1-5/8"D Gang Box | E
953 | Outlet Boxes | 7.99 | 15% | 9.19 | 0.1875 | Raco | 4 Gang 1-5/8"D Gang Box | E
952 | Outlet Boxes | 6.44 | 15% | 7.41 | 0.125 | Raco | 3 Gang 1-5/8"D Gang Box | E
951 | Outlet Boxes | 5.25 | 15% | 6.04 | 0.125 | Raco | 2 Gang 1-5/8"D Gang Box | E
9365-UB | Outlet Boxes | 0.94 | 15% | 1.08 | 0.125 | Allied-Moulded | UB Bar Hanger 4x1-5/8" Rnd F/G Box | E
9365-NC2 | Outlet Boxes | 0.56 | 15% | 0.64 | 0.1 | Allied-Moulded | Nails/2 Clamps 4x1-5/8" Rnd F/G Box | E
9365-N | Outlet Boxes | 0.65 | 15% | 0.75 | 0.1 | Allied-Moulded | Nails 4x1-5/8" Rnd F/G Box | E
9365-24 | Outlet Boxes | 0.94 | 15% | 1.08 | 0.125 | Allied-Moulded | 24" Bar Hanger 4x1-5/8" Rnd F/G Box | E
9361-ESK | Outlet Boxes | 1.04 | 15% | 1.2 | 0.1 | Allied-Moulded | Brkt/Spd Clamp 2-3/4" 1G F/Gls Box | E
9361-ESC2 | Outlet Boxes | 1.4 | 15% | 1.61 | 0.125 | Allied-Moulded | Bracket/2-Clamp 2-3/4" 1G F/Gls Box | E
9361-ES | Outlet Boxes | 1.04 | 15% | 1.2 | 0.1 | Allied-Moulded | Snap Bracket 2-3/4" 1G F/Gls Box | E
9361-EK | Outlet Boxes | 0.68 | 15% | 0.78 | 0.1 | Allied-Moulded | Speed Clamp 2-3/4" 1G F/Gls Box | E
9361-EC2 | Outlet Boxes | 1 | 15% | 1.15 | 0.125 | Allied-Moulded | Ears/2 Clamp 2-3/4" 1G F/Gls Box | E
9351-NK | Outlet Boxes | 0.72 | 15% | 0.83 | 0.1 | Allied-Moulded | Nails/Spd Clamp 4x3/8" Rnd F/G Box | E
9351-NGK | Outlet Boxes | 0.92 | 15% | 1.06 | 0.1 | Allied-Moulded | Nails/Grd/Speed 4x3/8" Rnd F/G Box | E
9351-NGC2 | Outlet Boxes | 0.49 | 15% | 0.56 | 0.125 | Allied-Moulded | Nails/Grd/Clamps 4x3/8" Rnd F/G Box | E
9351-NG | Outlet Boxes | 0.96 | 15% | 1.1 | 0.1 | Allied-Moulded | Nails/Ground 4x3/8" Rnd F/G Box | E
9351-NC2 | Outlet Boxes | 0.98 | 15% | 1.13 | 0.1 | Allied-Moulded | Nails/2 Clamps 4x3/8" Rnd F/G Box | E
9351-N | Outlet Boxes | 0.72 | 15% | 0.83 | 0.1 | Allied-Moulded | Nails 4x3/8" Rnd F/G Box | E
9350-UBK | Outlet Boxes | 1.59 | 15% | 1.83 | 0.125 | Allied-Moulded | UB/Speed Clamp 4x15/16" Rnd F/G Box | E
9350-UBGK | Outlet Boxes | 3.32 | 15% | 3.82 | 0.125 | Allied-Moulded | UB/Grnd/Speed 4x15/16" Rnd F/G Box | E
9350-UBC2 | Outlet Boxes | 1.89 | 15% | 2.17 | 0.125 | Allied-Moulded | UB/2 Clamps 4x15/16" Rnd F/G Box | E
9350-UB | Outlet Boxes | 1.59 | 15% | 1.83 | 0.125 | Allied-Moulded | UB Bar Hanger 4x15/16" Rnd F/G Box | E
9350-K | Outlet Boxes | 0.91 | 15% | 1.05 | 0.1 | Allied-Moulded | Speed Clamp 4x15/16" Rnd F/G Box | E
9350-HLK | Outlet Boxes | 1.48 | 15% | 1.7 | 0.1 | Allied-Moulded | Hngr/Spd Clamp 4x15/16" Rnd F/G Box | E
9350-HLC2 | Outlet Boxes | 0.89 | 15% | 1.02 | 0.125 | Allied-Moulded | Hngr/2 Clamps 4x15/16" Rnd F/G Box | E
9350-HL | Outlet Boxes | 0.74 | 15% | 0.85 | 0.125 | Allied-Moulded | HL Hanger 4x15/16" Rnd F/G Box | E
9350-HFK | Outlet Boxes | 0.74 | 15% | 0.85 | 0.1 | Allied-Moulded | Hngr/Spd Clamp 4x15/16" Rnd F/G Box | E
9350-24K | Outlet Boxes | 1.62 | 15% | 1.86 | 0.125 | Allied-Moulded | 24" Bar/Speed 4x15/16" Rnd F/G Box | E
9350-24GK | Outlet Boxes | 1.78 | 15% | 2.05 | 0.125 | Allied-Moulded | 24" Bar/Gr/Spd 4x15/16" Rnd F/G Box | E
9350-24G | Outlet Boxes | 1.78 | 15% | 2.05 | 0.125 | Allied-Moulded | 24" Bar/Ground 4x15/16" Rnd F/G Box | E
9350-24C2 | Outlet Boxes | 2.11 | 15% | 2.43 | 0.125 | Allied-Moulded | 24" Bar/Clamps 4x15/16" Rnd F/G Box | E
9350-24 | Outlet Boxes | 3.06 | 15% | 3.52 | 0.125 | Allied-Moulded | 24" Bar Hanger 4x15/16" Rnd F/G Box | E
9348 | Outlet Boxes | 0.79 | 15% | 0.91 | 0.0625 | Allied-Moulded | 4" Sq F/Gls Box Round Ring | E
9347 | Outlet Boxes | 0.93 | 15% | 1.07 | 0.0625 | Allied-Moulded | 4" Sq F/Gls Box 1G Ring | E
9346 | Outlet Boxes | 0.94 | 15% | 1.08 | 0.0625 | Allied-Moulded | 4" Sq F/Gls Box 2G Ring | E
9345 | Outlet Boxes | 0.94 | 15% | 1.08 | 0.0625 | Allied-Moulded | 4" Sq F/Gls Box 1G Ring | E
9344 | Outlet Boxes | 0.59 | 15% | 0.68 | 0.0625 | Allied-Moulded | 4" Sq F/Gls Blank Box Cover | E
9343-NK | Outlet Boxes | 1.76 | 15% | 2.02 | 0.125 | Allied-Moulded | Nails/Spd Clamp 4"x2-1/2" F/Gls Box | E
9343-NC2 | Outlet Boxes | 1.98 | 15% | 2.28 | 0.1 | Allied-Moulded | Nails/2-Clamps 4"x2-1/2" F/Gls Box | E
9343-N | Outlet Boxes | 1.76 | 15% | 2.02 | 0.125 | Allied-Moulded | Nails 4"x2-1/2" F/Gls Box | E
9342-HN | Outlet Boxes | 1.66 | 15% | 1.91 | 0.1 | Allied-Moulded | Nail-On Hanger 4"x2-1/4" F/Gls Box | E
9342-HF | Outlet Boxes | 1.53 | 15% | 1.76 | 0.125 | Allied-Moulded | Hanger 4"x2-1/4" F/Gls Box | E
9342-C2 | Outlet Boxes | 1.28 | 15% | 1.47 | 0.125 | Allied-Moulded | 2 Wire Clamps 4"x2-1/4" F/Gls Box | E
9340-HN | Outlet Boxes | 0.78 | 15% | 0.9 | 0.1 | Allied-Moulded | Nail-On Hanger 4"x1-5/8" F/Gls Box | E
9340-HF | Outlet Boxes | 0.73 | 15% | 0.84 | 0.125 | Allied-Moulded | Hanger 4"x1-5/8" F/Gls Box | E
9339-Z1C2 | Outlet Boxes | 1.24 | 15% | 1.43 | 0.1 | Allied-Moulded | Z-Hngr/2-Clamps 4"x1-1/4" F/Gls Box | E
9339-Z1 | Outlet Boxes | 1.24 | 15% | 1.43 | 0.125 | Allied-Moulded | Z-Hanger 4"x1-1/4" F/Gls Box | E
9338-ESK | Outlet Boxes | 1.4 | 15% | 1.61 | 0.1 | Allied-Moulded | Bracket/Speed 3.5x2" Rnd F/G Box | E
9338-ESGK | Outlet Boxes | 1.78 | 15% | 2.05 | 0.1 | Allied-Moulded | Brkt/Grnd/Speed 3.5x2" Rnd F/G Box | E
9338-ESGC2 | Outlet Boxes | 2.09 | 15% | 2.4 | 0.125 | Allied-Moulded | Brkt/Grnd/Clamps 3.5x2" Rnd F/G Box | E
9338-ESG | Outlet Boxes | 1.78 | 15% | 2.05 | 0.125 | Allied-Moulded | Bracket Ground 3.5x2" Rnd F/G Box | E
9338-ESC2 | Outlet Boxes | 1.82 | 15% | 2.09 | 0.125 | Allied-Moulded | Brkt/2 Clamp 3.5x2" Rnd F/G Box | E
9338-ES | Outlet Boxes | 1.4 | 15% | 1.61 | 0.125 | Allied-Moulded | Snap Bracket 3.5x2" Rnd F/G Box | E
9338-EK | Outlet Boxes | 0.91 | 15% | 1.05 | 0.1 | Allied-Moulded | Ears/Speed 3.5x2" Rnd F/G Box | E
9336-UBK | Outlet Boxes | 3.19 | 15% | 3.67 | 0.125 | Allied-Moulded | UB Bar/Spd 3.5x2-5/16" Rnd F/G Box | E
9336-UBGK | Outlet Boxes | 3.57 | 15% | 4.11 | 0.125 | Allied-Moulded | UB/Grd/Spd 3.5x2-5/16" Rnd F/G Box | E
9336-NK | Outlet Boxes | 0.87 | 15% | 1 | 0.1 | Allied-Moulded | Nails/Speed 3.5x2-5/16" Rnd F/G Box | E
9336-NGK | Outlet Boxes | 1.17 | 15% | 1.35 | 0.1 | Allied-Moulded | Nail/Gr/Spd 3.5x2-5/16" Rnd F/G Box | E
9336-NG | Outlet Boxes | 1.17 | 15% | 1.35 | 0.1 | Allied-Moulded | Nails/Grnd 3.5x2-5/16" Rnd F/G Box | E
9336-NC2 | Outlet Boxes | 1.25 | 15% | 1.44 | 0.1 | Allied-Moulded | Nails/Clmps 3.5x2-5/16" Rnd F/G Box | E
9336-N | Outlet Boxes | 0.87 | 15% | 1 | 0.1 | Allied-Moulded | Nails 3.5x2-5/16" Rnd F/G Box | E
9336-24K | Outlet Boxes | 3.24 | 15% | 3.73 | 0.125 | Allied-Moulded | Bar/Speed 3.5x2-5/16" Rnd F/G Box | E
9335-UBK | Outlet Boxes | 3.4 | 15% | 3.91 | 0.125 | Allied-Moulded | Hngr/Speed 3.5x2-7/8" Rnd F/G Box | E
9335-UBGK | Outlet Boxes | 3.79 | 15% | 4.36 | 0.125 | Allied-Moulded | Hngr/Grd/Spd 3.5x2-7/8" Rnd F/G Box | E
9335-UBGC2 | Outlet Boxes | 4.56 | 15% | 5.24 | 0.125 | Allied-Moulded | Hngr/Gr/Clmp 3.5x2-7/8" Rnd F/G Box | E
9335-UBG | Outlet Boxes | 3.72 | 15% | 4.28 | 0.125 | Allied-Moulded | Hngr/Ground 3.5x2-7/8" Rnd F/G Box | E
9335-UB | Outlet Boxes | 3.4 | 15% | 3.91 | 0.125 | Allied-Moulded | Bar Hanger 3.5x2-7/8" Rnd F/G Box | E
9335-NK | Outlet Boxes | 1.14 | 15% | 1.31 | 0.1 | Allied-Moulded | Nail/Speed 3.5x2-7/8" Rnd F/G Box | E
9335-NGK | Outlet Boxes | 1.33 | 15% | 1.53 | 0.1 | Allied-Moulded | Nail/Grd/Spd 3.5x2-7/8" Rnd F/G Box | E
9335-NGC2 | Outlet Boxes | 1.67 | 15% | 1.92 | 0.1 | Allied-Moulded | Nail/Gr/Clmp 3.5x2-7/8" Rnd F/G Box | E
9335-NG | Outlet Boxes | 1.33 | 15% | 1.53 | 0.1 | Allied-Moulded | Nails/Ground 3.5x2-7/8" Rnd F/G Box | E
9335-NC2 | Outlet Boxes | 1.4 | 15% | 1.61 | 0.1 | Allied-Moulded | Nails/2 Clmp 3.5x2-7/8" Rnd F/G Box | E
9335-N | Outlet Boxes | 1.14 | 15% | 1.31 | 0.1 | Allied-Moulded | Nails 3.5x2-7/8" Rnd F/G Box | E
9335-24K | Outlet Boxes | 3.52 | 15% | 4.05 | 0.125 | Allied-Moulded | Bar/Speed 3.5x2-7/8" Rnd F/G Box | E
9335-24GK | Outlet Boxes | 3.96 | 15% | 4.55 | 0.125 | Allied-Moulded | Bar/Grd/Spd 3.5x2-7/8" Rnd F/G Box | E
9335-24G | Outlet Boxes | 3.96 | 15% | 4.55 | 0.125 | Allied-Moulded | Bar/Ground 3.5x2-7/8" Rnd F/G Box | E
9335-24 | Outlet Boxes | 3.52 | 15% | 4.05 | 0.125 | Allied-Moulded | 24" Bar Hngr 3.5x2-7/8" Rnd F/G Box | E
9331-EWK | Outlet Boxes | 0.94 | 15% | 1.08 | 0.1 | Allied-Moulded | Wing/Clamp 2-1/2" 1G F/Gls Box | E
9331-EW | Outlet Boxes | 1 | 15% | 1.15 | 0.125 | Allied-Moulded | Wings 2-1/2" 1G F/Gls Box | E
9331-ESK | Outlet Boxes | 0.81 | 15% | 0.93 | 0.1 | Allied-Moulded | Speed Clamp 2-1/2" 1G F/Gls Box | E
9331-ESC2 | Outlet Boxes | 1.08 | 15% | 1.24 | 0.1 | Allied-Moulded | 2-Clamp 2-1/2" 1G F/Gls Box | E
9331-ES | Outlet Boxes | 0.81 | 15% | 0.93 | 0.125 | Allied-Moulded | Snap Bracket 2-1/2" 1G F/Gls Box | E
9331-EK | Outlet Boxes | 0.54 | 15% | 0.62 | 0.1 | Allied-Moulded | Ears/Clamp 2-1/2" 1G F/Gls Box | E
9331-EC2 | Outlet Boxes | 0.78 | 15% | 0.9 | 0.125 | Allied-Moulded | Ears/Wire Clamp 2-1/2" 1G F/Gls Box | E
9331-E | Outlet Boxes | 0.54 | 15% | 0.62 | 0.125 | Allied-Moulded | Ears 2-1/2" 1G F/Gls Box | E
9327-N | Outlet Boxes | 0.59 | 15% | 0.68 | 0.075 | Allied-Moulded | Back Nails 3-1/4" 1G F/Gls Box | E
9322 | Outlet Boxes | 0.59 | 15% | 0.68 | 0.1 | Allied-Moulded | F/Gls Handy Box Blank Cover | E
9320 | Outlet Boxes | 0.56 | 15% | 0.64 | 0.075 | Allied-Moulded | F/Gls Handy Box Duplex Cover | E
9319 | Outlet Boxes | 0.68 | 15% | 0.78 | 0.1 | Allied-Moulded | F/Gls Handy Box Switch Cover | E
9318 | Outlet Boxes | 0.71 | 15% | 0.82 | 0.125 | Allied-Moulded | F/Gls Handy Box | E
9315 | Outlet Boxes | 0.6 | 15% | 0.69 | 0.0625 | Allied-Moulded | 4" Sq F/Gls Box Round Blank | E
9312-EWK | Outlet Boxes | 1.05 | 15% | 1.21 | 0.1 | Allied-Moulded | Wing/Spd Clamp 2-1/2" 2G F/Gls Box | E
9312-EWC2 | Outlet Boxes | 1.27 | 15% | 1.46 | 0.125 | Allied-Moulded | Wing/Clamp 2-1/2" 2G F/Gls Box | E
918 | Outlet Boxes | 2.21 | 15% | 2.54 | 0.025 | Raco | 30" Hung Ceiling Box Bars | E
915 | Outlet Boxes | 1.83 | 15% | 2.1 | 0.125 | Raco | 4" Sq GFI & Duplex Box Cover | E
907C | Outlet Boxes | 0.93 | 15% | 1.07 | 0.125 | Raco | 4" Sq 2-Duplex Box Cover | E
906C | Outlet Boxes | 1.53 | 15% | 1.76 | 0.125 | Raco | 4" Sq Duplex & Switch Box Cover | E
902C | Outlet Boxes | 0.91 | 15% | 1.05 | 0.1 | Raco | 4" Sq 1-Duplex Box Cover | E
899 | Outlet Boxes | 4.8 | 15% | 5.52 | 0.1875 | Raco | 2" Rise 4-11/16" 1G Tile Ring | E
898 | Outlet Boxes | 4.13 | 15% | 4.75 | 0.1875 | Raco | 1-1/2" Rise 4-11/16" 1G Tile Ring | E
893 | Outlet Boxes | 1.59 | 15% | 1.83 | 0.0625 | Raco | Concrete Ring Adapter Plate | E
892 | Outlet Boxes | 1.01 | 15% | 1.16 | 0.0625 | Raco | Flat Blank Concrete Ring Plate | E
891 | Outlet Boxes | 1.38 | 15% | 1.59 | 0.0625 | Raco | Concrete Ring Back Plate & Stud | E
890 | Outlet Boxes | 0.67 | 15% | 0.77 | 0.0625 | Raco | Concrete Ring Back Plate | E
888 | Outlet Boxes | 3.74 | 15% | 4.3 | 0.1 | Raco | 4-11/16" Sq 30A-50A Recpt Box Cover | E
887 | Outlet Boxes | 3.57 | 15% | 4.11 | 0.1 | Raco | 4-11/16" Sq 20A Recpt Box Cover | E
885 | Outlet Boxes | 3.75 | 15% | 4.31 | 0.1875 | Raco | 1-1/2" Rise 4-11/16" 2G Tile Ring | E
878 | Outlet Boxes | 5.64 | 15% | 6.49 | 0.1 | Raco | 4-11/16" Sq 30A-60A Recpt Box Cover | E
870RAC | Outlet Boxes | 2.96 | 15% | 3.4 | 0.1 | Raco | 4-11/16" Sq 1-Switch Box Cover | E
867 | Outlet Boxes | 0.77 | 15% | 0.89 | 0.075 | Raco | Handy Box 20A Recpt Cover | E
865 | Outlet Boxes | 0.38 | 15% | 0.44 | 0.075 | Raco | Handy Box Switch Cover | E
864 | Outlet Boxes | 0.37 | 15% | 0.43 | 0.0625 | Raco | Handy Box Duplex Recpt Cover | E
863 | Outlet Boxes | 0.47 | 15% | 0.54 | 0.075 | Raco | Handy Box Single Recpt Cover | E
861 | Outlet Boxes | 0.4 | 15% | 0.46 | 0.075 | Raco | Handy Box 1/2" KO Cover | E
860 | Outlet Boxes | 0.37 | 15% | 0.43 | 0.075 | Raco | Handy Box Blank Cover | E
858 | Outlet Boxes | 6.22 | 15% | 7.15 | 0.125 | Raco | 4-11/16" Sq GFI & Switch Box Cover | E
857 | Outlet Boxes | 5.63 | 15% | 6.47 | 0.125 | Raco | 4-11/16" Sq 2-GFI Recpt Box Cover | E
856 | Outlet Boxes | 5.11 | 15% | 5.88 | 0.1 | Raco | 4-11/16" Sq GFI Recpt Box Cover | E
851 | Outlet Boxes | 30.91 | 15% | 35.55 | 0.0625 | Raco | 9G Gang Box Blank Cover | E
850 | Outlet Boxes | 25.37 | 15% | 29.18 | 0.0625 | Raco | 8G Gang Box Blank Cover | E
849 | Outlet Boxes | 20.17 | 15% | 23.2 | 0.0625 | Raco | 7G Gang Box Blank Cover | E
848 | Outlet Boxes | 10.62 | 15% | 12.21 | 0.0625 | Raco | 6G Gang Box Blank Cover | E
847 | Outlet Boxes | 6.89 | 15% | 7.92 | 0.0625 | Raco | 5G Gang Box Blank Cover | E
846 | Outlet Boxes | 4.91 | 15% | 5.65 | 0.0625 | Raco | 4G Gang Box Blank Cover | E
8458R | Outlet Boxes | 3.9 | 15% | 4.49 | 0.125 | Appleton | 1/2" Swivel Hanger | E
845 | Outlet Boxes | 3.69 | 15% | 4.24 | 0.0625 | Raco | 3G Gang Box Blank Cover | E
844 | Outlet Boxes | 2.45 | 15% | 2.82 | 0.0625 | Raco | 2G Gang Box Blank Cover | E
843 | Outlet Boxes | 2 | 15% | 2.3 | 0.0625 | Raco | 5/8" Rise 4-11/16" 1G Device Ring | E
842 | Outlet Boxes | 2.18 | 15% | 2.51 | 0.0625 | Raco | 1-1/4" Rise 4-11/16" 1G Device Ring | E
841 | Outlet Boxes | 1.66 | 15% | 1.91 | 0.0625 | Raco | 1/2" Rise 4-11/16" 2G Device Ring | E
840 | Outlet Boxes | 1.66 | 15% | 1.91 | 0.0625 | Raco | 3/4" Rise 4-11/16" 2G Device Ring | E
839 | Outlet Boxes | 2.2 | 15% | 2.53 | 0.0625 | Raco | 1" Rise 4-11/16" 1G Device Ring | E
838 | Outlet Boxes | 1.45 | 15% | 1.67 | 0.0625 | Raco | 3/4" Rise 4-11/16" 1G Device Ring | E
837 | Outlet Boxes | 1.29 | 15% | 1.48 | 0.0625 | Raco | 1/2" Rise 4-11/16" 1G Device Ring | E
835 | Outlet Boxes | 2.06 | 15% | 2.37 | 0.0625 | Raco | 5/8" Rise 4-11/16" Plaster Ring | E
833 | Outlet Boxes | 1.2 | 15% | 1.38 | 0.0625 | Raco | Flat 1/2"KO 4-11/16" Sq Box Cover | E
832 | Outlet Boxes | 0.61 | 15% | 0.7 | 0.0625 | Raco | Flat Blank 4-11/16" Sq Box Cover | E
829 | Outlet Boxes | 2.74 | 15% | 3.15 | 0.0625 | Raco | 1/2"Rise 4-11/16" Plaster Ring | E
828 | Outlet Boxes | 33.39 | 15% | 38.4 | 0.0625 | Raco | 9G 3/4" Rise Gang Box Device Cover | E
827 | Outlet Boxes | 24.3 | 15% | 27.95 | 0.0625 | Raco | 8G 3/4" Rise Gang Box Device Cover | E
826 | Outlet Boxes | 17.58 | 15% | 20.22 | 0.0625 | Raco | 7G 3/4" Rise Gang Box Device Cover | E
825 | Outlet Boxes | 10.38 | 15% | 11.94 | 0.0625 | Raco | 6G 3/4" Rise Gang Box Device Cover | E
824 | Outlet Boxes | 4.63 | 15% | 5.32 | 0.0625 | Raco | 5G 3/4" Rise Gang Box Device Cover | E
823 | Outlet Boxes | 3.98 | 15% | 4.58 | 0.0625 | Raco | 4G 3/4" Rise Gang Box Device Cover | E
822 | Outlet Boxes | 2.94 | 15% | 3.38 | 0.0625 | Raco | 3G 3/4" Rise Gang Box Device Cover | E
821 | Outlet Boxes | 2.83 | 15% | 3.25 | 0.0625 | Raco | 2G 3/4" Rise Gang Box Device Cover | E
820 | Outlet Boxes | 3.38 | 15% | 3.89 | 0.0625 | Raco | 1-1/4" Rise 4-11/16" 2G Device Ring | E
819 | Outlet Boxes | 2.15 | 15% | 2.47 | 0.0625 | Raco | 1" Rise 4-11/16" 2G Device Ring | E
818 | Outlet Boxes | 2.05 | 15% | 2.36 | 0.0625 | Raco | 5/8" Rise 4-11/16" 2G Device Ring | E
814 | Outlet Boxes | 1.63 | 15% | 1.87 | 0.125 | Raco | 4" Sq GFI & Switch Box Cover | E
813C | Outlet Boxes | 1.61 | 15% | 1.85 | 0.1 | Raco | 4" Sq 30A-60A Recpt Box Cover | E
812C | Outlet Boxes | 1.21 | 15% | 1.39 | 0.1 | Raco | 4" Sq 20A Receptacle Box Cover | E
811C | Outlet Boxes | 1.53 | 15% | 1.76 | 0.1 | Raco | 4" Sq 30A Twistlock Box Cover | E
810C | Outlet Boxes | 1.38 | 15% | 1.59 | 0.1 | Raco | 4" Sq 30A-50A Recpt Box Cover | E
809 | Outlet Boxes | 1.49 | 15% | 1.71 | 0.125 | Raco | 4" Sq 2-GFI Recpt Box Cover | E
808 | Outlet Boxes | 1.09 | 15% | 1.25 | 0.1 | Raco | 4" Sq GFI Receptacle Box Cover | E
803C | Outlet Boxes | 1.08 | 15% | 1.24 | 0.125 | Raco | 4" Sq 2-Switch Box Cover | E
801C | Outlet Boxes | 1.08 | 15% | 1.24 | 0.1 | Raco | 4" Sq 1.406 Box Cover | E
800C | Outlet Boxes | 0.99 | 15% | 1.14 | 0.1 | Raco | 4" Sq 1-Switch Box Cover | E
796 | Outlet Boxes | 3.17 | 15% | 3.65 | 0.1875 | Raco | 2" Rise 4" Sq 2G Tile Ring | E
795 | Outlet Boxes | 2.69 | 15% | 3.09 | 0.1875 | Raco | 1-1/2" Rise 4" Sq 2G Tile Ring | E
7919RAC | Outlet Boxes | 1.31 | 15% | 1.51 | 0.1 | Raco | Nails/Grnd 3.5"x Rnd Noryl Clng Box | E
791 | Outlet Boxes | 1.19 | 15% | 1.37 | 0.0625 | Raco | Flat 4" Sq 2G Device Ring | E
7907 | Outlet Boxes | 1.95 | 15% | 2.24 | 0.125 | Raco | Grd Plate 3.5" Rnd Noryl Set-Up Box | E
7887RAC | Outlet Boxes | 1 | 15% | 1.15 | 0.125 | Raco | Old Work 2-13/16" PVC Switch Box | E
7883 | Outlet Boxes | 0.25 | 15% | 0.29 | 0.125 | Raco | Side Mount 3-3/16" PVC Switch Box | E
7881 | Outlet Boxes | 0.22 | 15% | 0.25 | 0.125 | Raco | Side Mount 2-13/16" PVC Switch Box | E
787 | Outlet Boxes | 0.83 | 15% | 0.95 | 0.0625 | Raco | Flat 4" Sq 1G Device Ring | E
786 | Outlet Boxes | 2.18 | 15% | 2.51 | 0.1875 | Raco | 2" Rise 4" Sq 1G Tile Ring | E
785 | Outlet Boxes | 1.34 | 15% | 1.54 | 0.1875 | Raco | 1-1/2" Rise 4" Sq 1G Tile Ring | E
7846RAC | Outlet Boxes | 2.43 | 15% | 2.79 | 0.125 | Raco | Face Mount 2-11/16" 3G PVC Box | E
7835RAC | Outlet Boxes | 1.26 | 15% | 1.45 | 0.1 | Raco | Nails 3" 2G PVC Box | E
7834 | Outlet Boxes | 0.34 | 15% | 0.39 | 0.125 | Raco | Face Mount 3" 2G PVC Box | E
7826RAC | Outlet Boxes | 1.65 | 15% | 1.9 | 0.125 | Raco | 4" Rnd Noryl Set-Up Box | E
7825 | Outlet Boxes | 1.99 | 15% | 2.29 | 0.125 | Raco | Grd Plate 4" Rnd Noryl Set-Up Box | E
7824RAC | Outlet Boxes | 0.98 | 15% | 1.13 | 0.1 | Raco | Nails 4" Rnd Noryl Clng Box | E
7823RAC | Outlet Boxes | 1.08 | 15% | 1.24 | 0.1 | Raco | Nails/Grnd 4" Rnd Noryl Clng Box | E
7820RAC | Outlet Boxes | 0.52 | 15% | 0.6 | 0.1 | Raco | Nails/KOs 3-3/16" PVC Switch Box | E
781 | Outlet Boxes | 1.66 | 15% | 1.91 | 0.0625 | Raco | 1-1/4" Rise 4" Sq 2G Device Ring | E
780 | Outlet Boxes | 1.82 | 15% | 2.09 | 0.0625 | Raco | 1" Rise 4" Sq 2G Device Ring | E
779 | Outlet Boxes | 0.78 | 15% | 0.9 | 0.0625 | Raco | 3/4" Rise 4" Sq 2G Device Ring | E
778 | Outlet Boxes | 0.81 | 15% | 0.93 | 0.0625 | Raco | 1/2" Rise 4" Sq 2G Device Ring | E
777 | Outlet Boxes | 0.84 | 15% | 0.97 | 0.0625 | Raco | 1/4" Rise 4" Sq 2G Device Ring | E
775 | Outlet Boxes | 0.79 | 15% | 0.91 | 0.0625 | Raco | 1-1/4" Rise 4" Sq 1G Device Ring | E
774 | Outlet Boxes | 0.66 | 15% | 0.76 | 0.0625 | Raco | 1" Rise 4" Sq 1G Device Ring | E
773 | Outlet Boxes | 0.48 | 15% | 0.55 | 0.0625 | Raco | 3/4" Rise 4" Sq 1G Device Ring | E
772 | Outlet Boxes | 0.37 | 15% | 0.43 | 0.0625 | Raco | 1/2" Rise 4" Sq 1G Device Ring | E
7717RAC | Outlet Boxes | 0.52 | 15% | 0.6 | 0.125 | Raco | Face Mount 2-13/16" PVC Switch Box | E
771 | Outlet Boxes | 0.51 | 15% | 0.59 | 0.0625 | Raco | 1/4" Rise 4" Sq 1G Device Ring | E
7700RAC | Outlet Boxes | 0.19 | 15% | 0.22 | 0.0125 | Raco | Low Voltage PVC Box Partition | E
769 | Outlet Boxes | 0.65 | 15% | 0.75 | 0.0625 | Raco | 5/8" Rise 4" Sq 2G Device Ring | E
768 | Outlet Boxes | 0.49 | 15% | 0.56 | 0.0625 | Raco | 5/8" Rise 4" Sq 1G Device Ring | E
767 | Outlet Boxes | 0.52 | 15% | 0.6 | 0.0625 | Raco | 1/2" Rise 4" Sq Plaster Ring | E
7645RAC | Outlet Boxes | 3.71 | 15% | 4.27 | 0.125 | Raco | Face Mount 2-11/16" 4G PVC Box | E
759 | Outlet Boxes | 1.14 | 15% | 1.31 | 0.0625 | Raco | 3/4" Rise 4" Sq Plaster Ring | E
758 | Outlet Boxes | 1.86 | 15% | 2.14 | 0.0625 | Raco | 1-1/4" Rise 4" Sq Plaster Ring | E
757 | Outlet Boxes | 1.41 | 15% | 1.62 | 0.0625 | Raco | 1" Rise 4" Sq Plaster Ring | E
756 | Outlet Boxes | 0.54 | 15% | 0.62 | 0.0625 | Raco | 5/8" Rise 4" Sq Plaster Ring | E
753 | Outlet Boxes | 0.34 | 15% | 0.39 | 0.0625 | Raco | Flat 1/2" KO 4" Sq Box Cover | E
752 | Outlet Boxes | 0.26 | 15% | 0.3 | 0.0625 | Raco | Flat Blank 4" Sq Box Cover | E
7488RAC | Outlet Boxes | 1.95 | 15% | 2.24 | 0.125 | Raco | Old Work 2-13/16" 2G PVC Box | E
737 | Outlet Boxes | 0.62 | 15% | 0.71 | 0.0625 | Raco | 1/2" Rise 4" Oct Box Round Cover | E
732 | Outlet Boxes | 2.77 | 15% | 3.19 | 0.0625 | Raco | 1" Rise 4" Oct Box Round Cover | E
73171-1 | Outlet Boxes | 2.92 | 15% | 3.36 | 0.0625 | Steel City | 1" 4-11/16"Sq Ext 2-1/8" | E
731 | Outlet Boxes | 1.59 | 15% | 1.83 | 0.0625 | Raco | Duplex Receptacle 4" Oct Box Cover | E
7307 | Outlet Boxes | 1.5 | 15% | 1.73 | 0.125 | Raco | 3.5" Rnd Noryl Set-Up Box | E
7302RAC | Outlet Boxes | 0.43 | 15% | 0.49 | 0.1 | Raco | Nails/KOs 2-13/16" PVC Switch Box | E
72-ONCS | Outlet Boxes | 1.05 | 15% | 1.21 | 0.125 | Bowers | S Bkt,Nl NG SwBox/NMC 2-1/2"D | E
72-C | Outlet Boxes | 0.9 | 15% | 1.04 | 0.125 | Bowers | Box Only NG SwBox/NMC 2-1/2"D | E
729 | Outlet Boxes | 1.65 | 15% | 1.9 | 0.0625 | Raco | Toggle Switch 4" Oct Box Cover | E
727 | Outlet Boxes | 1.08 | 15% | 1.24 | 0.0625 | Raco | 5/8" Rise 4" Oct Box Round Cover | E
724 | Outlet Boxes | 0.47 | 15% | 0.54 | 0.0625 | Raco | Flat Blank 1/2"KO 4" Oct Box Cover | E
722 | Outlet Boxes | 0.38 | 15% | 0.44 | 0.0625 | Raco | Flat Blank 4" Oct Box Cover | E
7122RAC | Outlet Boxes | 1.78 | 15% | 2.05 | 0.125 | Raco | Old Work 3.5"x Rnd Noryl Clng Box | E
7119RAC | Outlet Boxes | 1.25 | 15% | 1.44 | 0.1 | Raco | Nails 3.5"x Rnd Noryl Clng Box | E
703 | Outlet Boxes | 0.49 | 15% | 0.56 | 0.0625 | Raco | 1/2"KO 3-1/2" Oct Box Cover | E
699 | Outlet Boxes | 7.17 | 15% | 8.25 | 0.1875 | Raco | 5 Gang 3-1/2"D Masonry Box | E
698 | Outlet Boxes | 5 | 15% | 5.75 | 0.1875 | Raco | 4 Gang 3-1/2"D Masonry Box | E
697 | Outlet Boxes | 4.8 | 15% | 5.52 | 0.125 | Raco | 3 Gang 3-1/2"D Masonry Box | E
696 | Outlet Boxes | 4.06 | 15% | 4.67 | 0.125 | Raco | 2 Gang 3-1/2"D Masonry Box | E
695 | Outlet Boxes | 2.83 | 15% | 3.25 | 0.125 | Raco | 1 Gang 3-1/2"D Masonry Box | E
694 | Outlet Boxes | 7.51 | 15% | 8.64 | 0.1875 | Raco | 5 Gang 2-1/2"D Masonry Box | E
693 | Outlet Boxes | 5.07 | 15% | 5.83 | 0.1875 | Raco | 4 Gang 2-1/2"D Masonry Box | E
692 | Outlet Boxes | 4.77 | 15% | 5.49 | 0.125 | Raco | 3 Gang 2-1/2"D Masonry Box | E
691 | Outlet Boxes | 3.89 | 15% | 4.47 | 0.125 | Raco | 2 Gang 2-1/2"D Masonry Box | E
690 | Outlet Boxes | 2.9 | 15% | 3.34 | 0.125 | Raco | 1 Gang 2-1/2"D Masonry Box | E
685 | Outlet Boxes | 8.88 | 15% | 10.21 | 0.125 | Raco | TS Brkt 3/4"KO 4"x2-1/8" Sq 2G Box | E
683 | Outlet Boxes | 6.83 | 15% | 7.85 | 0.125 | Raco | 1/2"&3/4"KO 4"x2-1/8" Sq 2G Box | E
681 | Outlet Boxes | 7.92 | 15% | 9.11 | 0.125 | Raco | TS Brkt 1/2"KO 4"x2-1/8" Sq 2G Box | E
680 | Outlet Boxes | 7.44 | 15% | 8.56 | 0.125 | Raco | 1/2"KO 4"x2-1/8" Sq 2G Box | E
678 | Outlet Boxes | 1.73 | 15% | 1.99 | 0.125 | Raco | TS Bracket 2-1/8"D Handy Box | E
674 | Outlet Boxes | 1.56 | 15% | 1.79 | 0.125 | Raco | 3/4"KO 2-1/8"D Handy Box | E
671 | Outlet Boxes | 2.2 | 15% | 2.53 | 0.125 | Raco | A-Bracket 2-1/8"D Handy Box | E
670RAC | Outlet Boxes | 1.38 | 15% | 1.59 | 0.125 | Raco | 1/2"KO 2-1/8"D Handy Box | E
665 | Outlet Boxes | 1.71 | 15% | 1.97 | 0.0625 | Raco | 1-7/8"D Handy Box Extension Ring | E
663 | Outlet Boxes | 1.94 | 15% | 2.23 | 0.125 | Raco | 3/4"KO 1-7/8"D Handy Box | E
662 | Outlet Boxes | 2.67 | 15% | 3.07 | 0.125 | Raco | TS Bracket 1-7/8"D Handy Box | E
661 | Outlet Boxes | 3.4 | 15% | 3.91 | 0.125 | Raco | A-Bracket 1-7/8"D Handy Box | E
660 | Outlet Boxes | 1.17 | 15% | 1.35 | 0.125 | Raco | 1/2"KO 1-7/8"D Handy Box | E
655 | Outlet Boxes | 4.44 | 15% | 5.11 | 0.125 | Raco | 1-1/2"D Handy Box w/Bracket | E
653 | Outlet Boxes | 1.83 | 15% | 2.1 | 0.0625 | Raco | 1-1/2"D Handy Box Extension Ring | E
650 | Outlet Boxes | 1.44 | 15% | 1.66 | 0.125 | Raco | 1-1/2"D Handy Box | E
611 | Outlet Boxes | 2.28 | 15% | 2.62 | 0.125 | Raco | 1-7/8"D Handy Box w/Ground Screw | E
605 | Outlet Boxes | 2.26 | 15% | 2.6 | 0.125 | Raco | TS Bracket 3-1/2"D NMC Switch Box | E
604 | Outlet Boxes | 4.15 | 15% | 4.77 | 0.125 | Raco | TS Brkt 3-1/2"D AC Cbl Gang Sw Box | E
603 | Outlet Boxes | 3.17 | 15% | 3.65 | 0.125 | Raco | B-Bracket 3-1/2"D NMC Switch Box | E
601 | Outlet Boxes | 2.96 | 15% | 3.4 | 0.125 | Raco | Ears 3-1/2"D NMC Switch Box | E
600 | Outlet Boxes | 3.36 | 15% | 3.86 | 0.125 | Raco | Ears 3-1/2"D Gang AC Cbl Sw Box | E
5-SDW-EXT-1 | Outlet Boxes | 5.96 | 15% | 6.85 | 0.0625 | Bowers | 1" 4-11/16"Sq Ext 2-1/8" | E
596 | Outlet Boxes | 2.17 | 15% | 2.5 | 0.125 | Raco | 2-1/2"D NMC Switch Box | E
592 | Outlet Boxes | 2.12 | 15% | 2.44 | 0.125 | Raco | 1/2" KO 3-1/2"D Gang Sw Box | E
591 | Outlet Boxes | 2.38 | 15% | 2.74 | 0.125 | Raco | Ears, 3/4" KO 3-1/2"D Gang Sw Box | E
590 | Outlet Boxes | 1.7 | 15% | 1.96 | 0.125 | Raco | Ears, 1/2" KO 3-1/2"D Gang Sw Box | E
574 | Outlet Boxes | 3.3 | 15% | 3.8 | 0.125 | Raco | TS Brkt 2-3/4"D AC Cbl Gang Sw Box | E
570RAC | Outlet Boxes | 3.24 | 15% | 3.73 | 0.125 | Raco | Ears 2-3/4"D AC Cbl Gang Sw Box | E
567 | Outlet Boxes | 2.52 | 15% | 2.9 | 0.125 | Raco | Ears 2-3/4"D NMC Switch Box | E
565 | Outlet Boxes | 2.43 | 15% | 2.79 | 0.125 | Raco | Ears, 3/4" KO 2-3/4"D Gang Sw Box | E
564 | Outlet Boxes | 2.67 | 15% | 3.07 | 0.125 | Raco | TS Bracket 2-3/4"D NMC Switch Box | E
562 | Outlet Boxes | 2.94 | 15% | 3.38 | 0.125 | Raco | TS Bracket 2-3/4"D Gang Sw Box | E
561 | Outlet Boxes | 2.57 | 15% | 2.96 | 0.125 | Raco | 1/2" KO 2-3/4"D Gang Sw Box | E
560 | Outlet Boxes | 1.89 | 15% | 2.17 | 0.125 | Raco | Ears, 1/2" KO 2-3/4"D Gang Sw Box | E
54591-12 & 34 | Outlet Boxes | 11.81 | 15% | 13.58 | 0.1875 | Steel City | 1/2&3/4"KO 6" Concrete Ring | E
54581-12 & 34 | Outlet Boxes | 10.23 | 15% | 11.76 | 0.1875 | Steel City | 1/2&3/4"KO 5" Concrete Ring | E
531 | Outlet Boxes | 2.81 | 15% | 3.23 | 0.125 | Raco | TS Bracket 2-1/2"D NMC Switch Box | E
529 | Outlet Boxes | 3.04 | 15% | 3.5 | 0.125 | Raco | Long B-Brkt 2-1/2"D NMC Switch Box | E
528 | Outlet Boxes | 1.62 | 15% | 1.86 | 0.125 | Raco | Level Bumps 2-1/2"D NMC Switch Box | E
524 | Outlet Boxes | 2.14 | 15% | 2.46 | 0.125 | Raco | TS Brkt 2-1/2"D AC Cbl Gang Sw Box | E
523 | Outlet Boxes | 2.75 | 15% | 3.16 | 0.125 | Raco | Griptite 2-1/2"D AC Cbl Gang Sw Box | E
522 | Outlet Boxes | 2.47 | 15% | 2.84 | 0.125 | Raco | B-Brkt 2-1/2"D AC Cbl Gang Sw Box | E
52151-VN | Outlet Boxes | 1 | 15% | 1.15 | 0.125 | Steel City | FH 4"Sq NMC Box | E
52151-CVN | Outlet Boxes | 1.05 | 15% | 1.21 | 0.125 | Steel City | FM 4"Sq NMC Box | E
52151-BN | Outlet Boxes | 1.59 | 15% | 1.83 | 0.125 | Steel City | B 4"Sq NMC Box | E
51-LC | Outlet Boxes | 1.26 | 15% | 1.45 | 0.125 | Bowers | Ears SwBox/NMC 2"D | E
519 | Outlet Boxes | 1.85 | 15% | 2.13 | 0.125 | Raco | Ears 2-1/2"D NMC Switch Box | E
518 | Outlet Boxes | 1.79 | 15% | 2.06 | 0.125 | Raco | Ears 2-1/2"D AC Cbl Gang Sw Box | E
517 | Outlet Boxes | 4.15 | 15% | 4.77 | 0.125 | Raco | Tiger Grip 2-1/2"D NMC Switch Box | E
508 | Outlet Boxes | 3.9 | 15% | 4.49 | 0.125 | Raco | Griptite 2"D Gang Switch Box | E
506 | Outlet Boxes | 3.05 | 15% | 3.51 | 0.125 | Raco | Tiger Grip 2-1/2"D Gang Sw Box | E
504 | Outlet Boxes | 2.23 | 15% | 2.56 | 0.125 | Raco | TS Bracket 2-1/2"D Gang Sw Box | E
5032-0 | Outlet Boxes | 9.29 | 15% | 10.68 | 0.125 | Raco | Locking WP Device Cover-2G | E
503 | Outlet Boxes | 1.33 | 15% | 1.53 | 0.125 | Raco | Ears,3/4" KO 2-1/2"D Gang Sw Box | E
5027-0 | Outlet Boxes | 4.97 | 15% | 5.72 | 0.125 | Raco | Locking WP Device Cover-1G | E
502 | Outlet Boxes | 2.28 | 15% | 2.62 | 0.125 | Raco | B-Bracket 2-1/2"D Gang Sw Box | E
501 | Outlet Boxes | 1.6 | 15% | 1.84 | 0.125 | Raco | 1/2" KO 2-1/2"D Gang Sw Box | E
4-SW-LBC | Outlet Boxes | 3.9 | 15% | 4.49 | 0.125 | Bowers | B 4"Sq NMC Box | E
4-SW-FBC | Outlet Boxes | 3.41 | 15% | 3.92 | 0.125 | Bowers | FM 4"Sq NMC Box | E
4-OD-FB-MXN | Outlet Boxes | 1.72 | 15% | 1.98 | 0.125 | Bowers | TS Brkt 4"x2-1/8" Oct Arm Cable Box | E
487 | Outlet Boxes | 3.62 | 15% | 4.16 | 0.125 | Raco | Old Work 2-1/4"D NMC Switch Box | E
473 | Outlet Boxes | 2.43 | 15% | 2.79 | 0.125 | Raco | Level Bumps 2-1/4"D NMC Switch Box | E
471 | Outlet Boxes | 2.71 | 15% | 3.12 | 0.125 | Raco | Ears 2-1/4"D NMC Switch Box | E
445 | Outlet Boxes | 3.2 | 15% | 3.68 | 0.125 | Raco | Ears 2"D NMC Switch Box | E
440 | Outlet Boxes | 2.78 | 15% | 3.2 | 0.125 | Raco | Ears 2"D AC Cbl Gang Sw Box | E
4300-Z2K | Outlet Boxes | 2.87 | 15% | 3.3 | 0.1 | Allied-Moulded | Z/Spd Clamp 3" 4G F/Gls Box | E
4300-Z2BK | Outlet Boxes | 3.41 | 15% | 3.92 | 0.125 | Allied-Moulded | Z/Bar/Spd Clamp 3" 4G F/Gls Box | E
4300-Z2B | Outlet Boxes | 3.41 | 15% | 3.92 | 0.15 | Allied-Moulded | 1/4" Offset Z/Bar 3" 4G F/Gls Box | E
4300-Z2 | Outlet Boxes | 2.87 | 15% | 3.3 | 0.125 | Allied-Moulded | 1/4" Offset Z 3" 4G F/Gls Box | E
4300-NK | Outlet Boxes | 2.67 | 15% | 3.07 | 0.1 | Allied-Moulded | Nails/Spd Clamp 3" 4G F/Gls Box | E
4300-NBK | Outlet Boxes | 2.97 | 15% | 3.42 | 0.1 | Allied-Moulded | Nails/Bar/Clamp 3" 4G F/Gls Box | E
4300-NBC4 | Outlet Boxes | 3.66 | 15% | 4.21 | 0.125 | Allied-Moulded | Nails/Bar/4-Clamps 3" 4G F/Gls Box | E
4300-NB | Outlet Boxes | 2.97 | 15% | 3.42 | 0.125 | Allied-Moulded | Nails/Bar 3" 4G F/Gls Box | E
4300-N | Outlet Boxes | 2.67 | 15% | 3.07 | 0.1 | Allied-Moulded | Mid-Nails 3" 4G F/Gls Box | E
420 | Outlet Boxes | 2.86 | 15% | 3.29 | 0.125 | Raco | Ears 2"D Gang Switch Box | E
410 | Outlet Boxes | 2.56 | 15% | 2.94 | 0.125 | Raco | Ears 1-1/2"D NMC Switch Box | E
405 | Outlet Boxes | 3.13 | 15% | 3.6 | 0.125 | Raco | 4 Cable 1"D 1G NMC Switch Box | E
404 | Outlet Boxes | 2.99 | 15% | 3.44 | 0.125 | Raco | 2 Cable 1"D 1G NMC Switch Box | E
400 | Outlet Boxes | 2.42 | 15% | 2.78 | 0.125 | Raco | Ears 1-1/2"D Gang Switch Box | E
388LESN | Outlet Boxes | 2.2 | 15% | 2.53 | 0.125 | EGS | Nails NoGangSwBox/NMC 2-1/4"D | E
385-LESN | Outlet Boxes | 2.56 | 15% | 2.94 | 0.125 | EGS | S Bkt,Nl NG SwBox/NMC 2-1/2"D | E
384-OW | Outlet Boxes | 5.48 | 15% | 6.3 | 0.125 | EGS | Old Work 2-1/2"D NMC Switch Box | E
383 | Outlet Boxes | 3.21 | 15% | 3.69 | 0.125 | EGS | Ears SwBox/NMC 2"D | E
355 | Outlet Boxes | 2.41 | 15% | 2.77 | 0.125 | Raco | S-Brkt/Nails 2-3/4"D NMC Switch Box | E
3300-Z2K | Outlet Boxes | 1.53 | 15% | 1.76 | 0.1 | Allied-Moulded | Z/Spd Clamp 3" 3G F/Gls Box | E
3300-Z2 | Outlet Boxes | 1.53 | 15% | 1.76 | 0.125 | Allied-Moulded | 1/4" Offset Z 3" 3G F/Gls Box | E
3300-NK | Outlet Boxes | 1.6 | 15% | 1.84 | 0.1 | Allied-Moulded | Nails/Spd Clamp 3" 3G F/Gls Box | E
3300-NC6 | Outlet Boxes | 2.45 | 15% | 2.82 | 0.1 | Allied-Moulded | Nails/6-Clamps 3" 3G F/Gls Box | E
3300-NBK | Outlet Boxes | 1.6 | 15% | 1.84 | 0.1 | Allied-Moulded | Nails/Bar/Clamp 3" 3G F/Gls Box | E
3300-NB | Outlet Boxes | 1.6 | 15% | 1.84 | 0.125 | Allied-Moulded | Nails/Bar 3" 3G F/Gls Box | E
3300-N | Outlet Boxes | 1.6 | 15% | 1.84 | 0.1 | Allied-Moulded | Mid-Nails 3" 3G F/Gls Box | E
3300-2Z2K | Outlet Boxes | 2.95 | 15% | 3.39 | 0.1 | Allied-Moulded | (2) Z/Spd Clamp 3" 3G F/Gls Box | E
3300-2Z2 | Outlet Boxes | 2.95 | 15% | 3.39 | 0.125 | Allied-Moulded | (2) 1/4" Offset Z 3" 3G F/Gls Box | E
326 | Outlet Boxes | 5.28 | 15% | 6.07 | 0.1875 | Raco | 3/8" Stud 4"x1-1/2" Oct NMC Box | E
324 | Outlet Boxes | 4.19 | 15% | 4.82 | 0.1875 | Raco | 3/8" Stud 4"x1-1/2" Oct Set-Up Box | E
296-1 | Outlet Boxes | 3.55 | 15% | 4.08 | 0.125 | Raco | 4"x1-1/2" Oct Clng Fan Box | E
296 | Outlet Boxes | 3.69 | 15% | 4.24 | 0.125 | Raco | Carton 4"x1-1/2" Oct Clng Fan Box | E
295 | Outlet Boxes | 2.32 | 15% | 2.67 | 0.125 | Raco | 4"x1-1/2" Oct Clng Pan Fan Box | E
294 | Outlet Boxes | 6.18 | 15% | 7.11 | 0.125 | Raco | FA Brkt 4"x1-1/2" Oct Clng Fan Box | E
293 | Outlet Boxes | 1.15 | 15% | 1.32 | 0.125 | Raco | 4"x1/2" Ceiling Pan | E
292 | Outlet Boxes | 1.08 | 15% | 1.24 | 0.125 | Raco | 3-1/2"x1/2" NMC Clamp Ceiling Pan | E
287 | Outlet Boxes | 2.09 | 15% | 2.4 | 0.125 | Raco | 3-1/2"x3/4" NMC Clamp Ceiling Pan | E
280 | Outlet Boxes | 7.29 | 15% | 8.38 | 0.1875 | Raco | 3/8" Stud 3-1/2" D Hung Ceiling Box | E
279 | Outlet Boxes | 4.08 | 15% | 4.69 | 0.1875 | Raco | 3/4"&1"KO 4" Concrete Ring | E
278 | Outlet Boxes | 3.33 | 15% | 3.83 | 0.15 | Raco | 3/4"&1"KO 3-1/2" Concrete Ring | E
277 | Outlet Boxes | 4.34 | 15% | 4.99 | 0.125 | Raco | 3/4"&1"KO 3" Concrete Ring | E
276 | Outlet Boxes | 6.22 | 15% | 7.15 | 0.1875 | Raco | 1/2"&3/4"KO 6" Concrete Ring | E
275 | Outlet Boxes | 5.28 | 15% | 6.07 | 0.1875 | Raco | 1/2"&3/4"KO 5" Concrete Ring | E
274 | Outlet Boxes | 4.41 | 15% | 5.07 | 0.1875 | Raco | 1/2"&3/4"KO 4" Concrete Ring | E
273 | Outlet Boxes | 3.28 | 15% | 3.77 | 0.15 | Raco | 1/2"&3/4"KO 3-1/2" Concrete Ring | E
272 | Outlet Boxes | 3.18 | 15% | 3.66 | 0.125 | Raco | 1/2"&3/4"KO 3" Concrete Ring | E
271 | Outlet Boxes | 2.13 | 15% | 2.45 | 0.125 | Raco | 1/2"&3/4"KO 2-1/2" Concrete Ring | E
270RAC | Outlet Boxes | 3.02 | 15% | 3.47 | 0.125 | Raco | 1/2"&3/4"KO 2" Concrete Ring | E
265 | Outlet Boxes | 2.47 | 15% | 2.84 | 0.0625 | Raco | 3/4"&1"KO 4-11/16"x2-1/8" Sq Box | E
262 | Outlet Boxes | 3.34 | 15% | 3.84 | 0.0625 | Raco | 4-11/16"x2-1/8" Extension Ring | E
259 | Outlet Boxes | 2.32 | 15% | 2.67 | 0.0625 | Raco | 1-1/4"KO 4-11/16"x2-1/8" Sq Box | E
258 | Outlet Boxes | 2.58 | 15% | 2.97 | 0.0625 | Raco | 1"KO 4-11/16"x2-1/8" Sq Box | E
257 | Outlet Boxes | 1.83 | 15% | 2.1 | 0.0625 | Raco | 1/2"KO 4-11/16"x2-1/8" Sq Box | E
250 | Outlet Boxes | 3.29 | 15% | 3.78 | 0.0625 | Raco | 4-11/16"x1-1/2" Extension Ring | E
246 | Outlet Boxes | 2.45 | 15% | 2.82 | 0.0625 | Raco | 3/4"KO 4-11/16"x1-1/2" Sq Box | E
245 | Outlet Boxes | 2.45 | 15% | 2.82 | 0.0625 | Raco | 1/2"KO 4-11/16"x1-1/2" Sq Box | E
242 | Outlet Boxes | 5.7 | 15% | 6.56 | 0.125 | Raco | 1/2"KO 4"x2-1/8" Sq NMC Clamp Box | E
241 | Outlet Boxes | 6.48 | 15% | 7.45 | 0.125 | Raco | TS,Flush 4"x2-1/8" Sq AC Clamp Box | E
240 | Outlet Boxes | 6.43 | 15% | 7.39 | 0.125 | Raco | TS,Flush 4"x2-1/8" Sq NMC Clamp Box | E
235 | Outlet Boxes | 2.37 | 15% | 2.73 | 0.125 | Raco | TS, Flush 4"x2-1/8" Sq Box | E
232 | Outlet Boxes | 0.87 | 15% | 1 | 0.125 | Raco | 1/2"KO 4"x2-1/8" Sq Box | E
2300-Z2 | Outlet Boxes | 1.54 | 15% | 1.77 | 0.125 | Allied-Moulded | 1/4" Offset Z 3" 2G F/Gls Box | E
2300-NK | Outlet Boxes | 0.98 | 15% | 1.13 | 0.1 | Allied-Moulded | Nails/Spd Clamp 3" 2G F/Gls Box | E
2300-NC4 | Outlet Boxes | 0.98 | 15% | 1.13 | 0.1 | Allied-Moulded | Nails/4-Clamps 3" 2G F/Gls Box | E
2300-N | Outlet Boxes | 0.97 | 15% | 1.12 | 0.1 | Allied-Moulded | Mid-Nails 3" 2G F/Gls Box | E
2300-2Z2 | Outlet Boxes | 1.82 | 15% | 2.09 | 0.125 | Allied-Moulded | (2) 1/4" Offset Z 3" 2G F/Gls Box | E
225 | Outlet Boxes | 3.68 | 15% | 4.23 | 0.125 | Raco | B,Flush 4"x1-1/2" Sq NMC Clamp Box | E
219 | Outlet Boxes | 2.77 | 15% | 3.19 | 0.125 | Raco | FH,Flush 4"x1-1/2" Sq Arm Cable Box | E
218 | Outlet Boxes | 2.65 | 15% | 3.05 | 0.125 | Raco | FM,Flush 4"x1-1/2" Sq Arm Cable Box | E
213 | Outlet Boxes | 2.14 | 15% | 2.46 | 0.125 | Raco | 1/2" KO 4"x1-1/2" Sq Arm Cable Box | E
211 | Outlet Boxes | 1.5 | 15% | 1.73 | 0.125 | Raco | 1/2,Flush 4"x1-1/2" Sq NMC ClampBox | E
208 | Outlet Boxes | 1.08 | 15% | 1.24 | 0.125 | Raco | W,1/2"KO 4"x1-1/2" Sq Bracket Box | E
203 | Outlet Boxes | 0.84 | 15% | 0.97 | 0.0625 | Raco | 1/2"&3/4"KO 4"x1-1/2" Sq Extsn Ring | E
202 | Outlet Boxes | 0.84 | 15% | 0.97 | 0.0625 | Raco | 3/4"KO 4"x1-1/2" Sq Extsn Ring | E
201 | Outlet Boxes | 1.29 | 15% | 1.48 | 0.0625 | Raco | 1/2"KO 4"x1-1/2" Sq Extsn Ring | E
199 | Outlet Boxes | 1.84 | 15% | 2.12 | 0.125 | Raco | FM,3/4"KO 4"x1-1/2" Sq Bracket Box | E
197 | Outlet Boxes | 0.69 | 15% | 0.79 | 0.125 | Raco | FH,1/2"KO 4"x1-1/2" Sq Bracket Box | E
196 | Outlet Boxes | 1.32 | 15% | 1.52 | 0.125 | Raco | FM 1/2&3/4" KO 4"x1-1/2" Sq Brk Box | E
193 | Outlet Boxes | 1.32 | 15% | 1.52 | 0.125 | Raco | B,1/2"KO 4"x1-1/2" Sq Bracket Box | E
192 | Outlet Boxes | 0.71 | 15% | 0.82 | 0.125 | Raco | 1/2"&3/4" KO 4"x1-1/2" Sq Drawn Box | E
191 | Outlet Boxes | 0.8 | 15% | 0.92 | 0.125 | Raco | 3/4" KO 4"x1-1/2" Sq Drawn Box | E
190 | Outlet Boxes | 0.7 | 15% | 0.81 | 0.125 | Raco | 1/2" KO 4"x1-1/2" Sq Drawn Box | E
189 | Outlet Boxes | 0.9 | 15% | 1.04 | 0.125 | Raco | 1/2" KO 4"x1-1/2" Sq Welded Box | E
187 | Outlet Boxes | 1.3 | 15% | 1.5 | 0.0625 | Raco | Switch Box 4"x1-1/2" Sq Extsn Ring | E
185 | Outlet Boxes | 1.28 | 15% | 1.47 | 0.125 | Raco | 1/2"KO 4"x1-1/4" Sq Drawn Box | E
181 | Outlet Boxes | 0.82 | 15% | 0.94 | 0.125 | Raco | 3/4" KO 4"x1-1/2" Sq Welded Box | E
177 | Outlet Boxes | 3.92 | 15% | 4.51 | 0.125 | Raco | TS Bracket 4"x2-1/8" Oct NMC Box | E
176 | Outlet Boxes | 3.54 | 15% | 4.07 | 0.125 | Raco | J-Bracket 4"x2-1/8" Oct NMC Box | E
175 | Outlet Boxes | 2.88 | 15% | 3.31 | 0.125 | Raco | 1/2"KO 4"x2-1/8" Oct NMC Box | E
167 | Outlet Boxes | 1.69 | 15% | 1.94 | 0.125 | Raco | 1/2"&3/4"KO 4"x2-1/8" Oct Box | E
166 | Outlet Boxes | 2.07 | 15% | 2.38 | 0.125 | Raco | 3/4"KO 4"x2-1/8" Oct Box | E
165 | Outlet Boxes | 1.75 | 15% | 2.01 | 0.125 | Raco | 1/2"KO 4"x2-1/8" Oct Box | E
164 | Outlet Boxes | 2.26 | 15% | 2.6 | 0.125 | Raco | TS Bracket 4"x1-1/2" Oct NMC Box | E
161 | Outlet Boxes | 2.29 | 15% | 2.63 | 0.125 | Raco | TS Bracket 4"x1-1/2" Oct Box | E
160 | Outlet Boxes | 2.33 | 15% | 2.68 | 0.125 | Raco | J-Bracket 4"x1-1/2" Oct NMC Box | E
158 | Outlet Boxes | 2.93 | 15% | 3.37 | 0.125 | Raco | J-Bracket 4"x1-1/2" Oct Box | E
157 | Outlet Boxes | 3.62 | 15% | 4.16 | 0.125 | Raco | J-Brkt 4"x1-1/2" Oct Arm Cable Box | E
155 | Outlet Boxes | 2.27 | 15% | 2.61 | 0.125 | Raco | TS Brkt 4"x1-1/2" Oct Arm Cable Box | E
153 | Outlet Boxes | 1.76 | 15% | 2.02 | 0.125 | Raco | 1/2" KO 4"x1-1/2" Oct Arm Cable Box | E
150 | Outlet Boxes | 2.96 | 15% | 3.4 | 0.125 | Raco | Ears 4"x1-1/2" Oct NMC Box | E
146 | Outlet Boxes | 1.69 | 15% | 1.94 | 0.125 | Raco | 1/2" KO 4"x1-1/2" Oct NMC Box | E
145 | Outlet Boxes | 1.47 | 15% | 1.69 | 0.125 | Raco | Holes 4"x1-1/2" Oct NMC Box | E
130 | Outlet Boxes | 1.69 | 15% | 1.94 | 0.0625 | Raco | 1/2"&3/4"KO 4"x1-1/2" Oct Ext Ring | E
125 | Outlet Boxes | 0.82 | 15% | 0.94 | 0.125 | Raco | 1/2"KO 4"x1-1/2" Oct Box | E
119 | Outlet Boxes | 3.42 | 15% | 3.93 | 0.125 | Raco | TS Bracket 3-1/2"x1-1/2" Oct Box | E
112 | Outlet Boxes | 2.73 | 15% | 3.14 | 0.125 | Raco | NMC Clamps 3-1/2"x1-1/2" Oct Box | E
111 | Outlet Boxes | 2.91 | 15% | 3.35 | 0.0625 | Raco | Extsn Ring 3-1/2"x1-1/2" Oct Box | E
110 | Outlet Boxes | 1.81 | 15% | 2.08 | 0.125 | Raco | 1/2"KO 3-1/2"x1-1/2" Oct Box | E
1098-Z4 | Outlet Boxes | 0.59 | 15% | 0.68 | 0.125 | Allied-Moulded | 1/2" Offset Z 3-1/4" 1G F/Gls Box | E
1098-Z2 | Outlet Boxes | 0.59 | 15% | 0.68 | 0.125 | Allied-Moulded | 1/4" Offset Z 3-1/4" 1G F/Gls Box | E
1098-N | Outlet Boxes | 0.29 | 15% | 0.33 | 0.075 | Allied-Moulded | Mid-Nail 3-1/4" 1G F/Gls Box | E
1096-Z4 | Outlet Boxes | 0.59 | 15% | 0.68 | 0.125 | Allied-Moulded | 1/2" Offset Z 3" 1G F/Gls Box | E
1096-Z2 | Outlet Boxes | 0.59 | 15% | 0.68 | 0.125 | Allied-Moulded | 1/4" Offset Z 3" 1G F/Gls Box | E
1096-N | Outlet Boxes | 0.26 | 15% | 0.3 | 0.075 | Allied-Moulded | Mid-Nail 3" 1G F/Gls Box | E
98006022768 | PVC Conduit | 89.38 | 15% | 102.79 | 1.25 | PVC Conduit | 5" PVC Sch 40 90Dg-60" | E
98006022766 | PVC Conduit | 65.4 | 15% | 75.21 | 1 | PVC Conduit | 4" PVC Sch 40 90Dg-60" | E
98006006904 | PVC Conduit | 35 | 15% | 40.25 | 1 | PVC Conduit | 5" PVC Sch 40 22.5Dg-48" | E
98006006902 | PVC Conduit | 47.6 | 15% | 54.74 | 1.125 | PVC Conduit | 6" PVC Sch 40 22.5Dg-48" | E
98006006901 | PVC Conduit | 32.55 | 15% | 37.43 | 0.75 | PVC Conduit | 4" PVC Sch 40 22.5Dg-48" | E
98006006894 | PVC Conduit | 45.85 | 15% | 52.73 | 0.875 | PVC Conduit | 6" PVC Sch 40 22.5Dg-36" | E
98006006893 | PVC Conduit | 33.95 | 15% | 39.04 | 0.75 | PVC Conduit | 5" PVC Sch 40 22.5Dg-36" | E
98006006892 | PVC Conduit | 31.5 | 15% | 36.23 | 0.625 | PVC Conduit | 4" PVC Sch 40 22.5Dg-36" | E
98006006891 | PVC Conduit | 24.15 | 15% | 27.77 | 0.5 | PVC Conduit | 3-1/2" PVC Sch 40 22.5Dg-36" | E
98006006890 | PVC Conduit | 18.9 | 15% | 21.74 | 0.4375 | PVC Conduit | 3" PVC Sch 40 22.5Dg-36" | E
98006006889 | PVC Conduit | 23.1 | 15% | 26.57 | 0.5625 | PVC Conduit | 3" PVC Sch 40 22.5Dg-48" | E
98006006888 | PVC Conduit | 18.2 | 15% | 20.93 | 0.375 | PVC Conduit | 2-1/2" PVC Sch 40 22.5Dg-36" | E
98006006887 | PVC Conduit | 10.85 | 15% | 12.48 | 0.3125 | PVC Conduit | 2" PVC Sch 40 22.5Dg-36" | E
98006006849 | PVC Conduit | 66.85 | 15% | 76.88 | 1.125 | PVC Conduit | 6" PVC Sch 40 30Dg-48" | E
98006006848 | PVC Conduit | 65.45 | 15% | 75.27 | 0.875 | PVC Conduit | 6" PVC Sch 40 30Dg-36" | E
98006006844 | PVC Conduit | 55.65 | 15% | 64 | 1 | PVC Conduit | 5" PVC Sch 40 30Dg-48" | E
98006006843 | PVC Conduit | 53.55 | 15% | 61.58 | 0.75 | PVC Conduit | 5" PVC Sch 40 30Dg-36" | E
98006006839 | PVC Conduit | 38.85 | 15% | 44.68 | 0.75 | PVC Conduit | 4" PVC Sch 40 30Dg-48" | E
98006006838 | PVC Conduit | 36.4 | 15% | 41.86 | 0.625 | PVC Conduit | 4" PVC Sch 40 30Dg-36" | E
98006006834 | PVC Conduit | 33.6 | 15% | 38.64 | 0.625 | PVC Conduit | 3-1/2" PVC Sch 40 30Dg-48" | E
98006006833 | PVC Conduit | 31.85 | 15% | 36.63 | 0.5 | PVC Conduit | 3-1/2" PVC Sch 40 30Dg-36" | E
98006006829 | PVC Conduit | 27.3 | 15% | 31.4 | 0.5625 | PVC Conduit | 3" PVC Sch 40 30Dg-48" | E
98006006828 | PVC Conduit | 23.8 | 15% | 27.37 | 0.4375 | PVC Conduit | 3" PVC Sch 40 30Dg-36" | E
98006006824 | PVC Conduit | 16.8 | 15% | 19.32 | 0.5 | PVC Conduit | 2-1/2" PVC Sch 40 30Dg-48" | E
98006006823 | PVC Conduit | 15.75 | 15% | 18.11 | 0.375 | PVC Conduit | 2-1/2" PVC Sch 40 30Dg-36" | E
98006006819 | PVC Conduit | 12.25 | 15% | 14.09 | 0.4375 | PVC Conduit | 2" PVC Sch 40 30Dg-48" | E
98006006818 | PVC Conduit | 11.55 | 15% | 13.28 | 0.3125 | PVC Conduit | 2" PVC Sch 40 30Dg-36" | E
98006006814 | PVC Conduit | 0 | 15% | 0 | 0.375 | PVC Conduit | 1-1/2" PVC Sch 40 30Dg-48" | E
98006006813 | PVC Conduit | 0 | 15% | 0 | 0.25 | PVC Conduit | 1-1/2" PVC Sch 40 30Dg-36" | E
98006006809 | PVC Conduit | 0 | 15% | 0 | 0.3125 | PVC Conduit | 1-1/4" PVC Sch 40 30Dg-48" | E
98006006808 | PVC Conduit | 0 | 15% | 0 | 0.225 | PVC Conduit | 1-1/4" PVC Sch 40 30Dg-36" | E
98006006804 | PVC Conduit | 0 | 15% | 0 | 0.25 | PVC Conduit | 1" PVC Sch 40 30Dg-48" | E
98006006803 | PVC Conduit | 0 | 15% | 0 | 0.1875 | PVC Conduit | 1" PVC Sch 40 30Dg-36" | E
98006006799 | PVC Conduit | 83.3 | 15% | 95.8 | 1.125 | PVC Conduit | 6" PVC Sch 40 45Dg-48" | E
98006006798 | PVC Conduit | 77 | 15% | 88.55 | 0.875 | PVC Conduit | 6" PVC Sch 40 45Dg-36" | E
98006006794 | PVC Conduit | 57.75 | 15% | 66.41 | 1 | PVC Conduit | 5" PVC Sch 40 45Dg-48" | E
98006006793 | PVC Conduit | 54.95 | 15% | 63.19 | 0.75 | PVC Conduit | 5" PVC Sch 40 45Dg-36" | E
98006006789 | PVC Conduit | 41.3 | 15% | 47.5 | 0.75 | PVC Conduit | 4" PVC Sch 40 45Dg-48" | E
98006006788 | PVC Conduit | 38.5 | 15% | 44.28 | 0.625 | PVC Conduit | 4" PVC Sch 40 45Dg-36" | E
98006006784 | PVC Conduit | 37.1 | 15% | 42.67 | 0.625 | PVC Conduit | 3-1/2" PVC Sch 40 45Dg-48" | E
98006006783 | PVC Conduit | 30.8 | 15% | 35.42 | 0.5 | PVC Conduit | 3-1/2" PVC Sch 40 45Dg-36" | E
98006006779 | PVC Conduit | 32.2 | 15% | 37.03 | 0.5625 | PVC Conduit | 3" PVC Sch 40 45Dg-48" | E
98006006778 | PVC Conduit | 26.25 | 15% | 30.19 | 0.4375 | PVC Conduit | 3" PVC Sch 40 45Dg-36" | E
98006006774 | PVC Conduit | 26.95 | 15% | 30.99 | 0.5 | PVC Conduit | 2-1/2" PVC Sch 40 45Dg-48" | E
98006006773 | PVC Conduit | 18.9 | 15% | 21.74 | 0.375 | PVC Conduit | 2-1/2" PVC Sch 40 45Dg-36" | E
98006006769 | PVC Conduit | 15.05 | 15% | 17.31 | 0.4375 | PVC Conduit | 2" PVC Sch 40 45Dg-48" | E
98006006768 | PVC Conduit | 15.22 | 15% | 17.5 | 0.3125 | PVC Conduit | 2" PVC Sch 40 45Dg-36" | E
98006006764 | PVC Conduit | 14 | 15% | 16.1 | 0.375 | PVC Conduit | 1-1/2" PVC Sch 40 45Dg-48" | E
98006006763 | PVC Conduit | 14 | 15% | 16.1 | 0.25 | PVC Conduit | 1-1/2" PVC Sch 40 45Dg-36" | E
98006006759 | PVC Conduit | 12.25 | 15% | 14.09 | 0.3125 | PVC Conduit | 1-1/4" PVC Sch 40 45Dg-48" | E
98006006758 | PVC Conduit | 13.21 | 15% | 15.19 | 0.225 | PVC Conduit | 1-1/4" PVC Sch 40 45Dg-36" | E
98006006754 | PVC Conduit | 10.5 | 15% | 12.08 | 0.25 | PVC Conduit | 1" PVC Sch 40 45Dg-48" | E
98006006753 | PVC Conduit | 9.36 | 15% | 10.76 | 0.1875 | PVC Conduit | 1" PVC Sch 40 45Dg-36" | E
98006006749 | PVC Conduit | 70.19 | 15% | 80.72 | 1.125 | PVC Conduit | 6" PVC Sch 40 90Dg-48" | E
98006006748 | PVC Conduit | 92.45 | 15% | 106.32 | 0.875 | PVC Conduit | 6" PVC Sch 40 90Dg-36" | E
98006006744 | PVC Conduit | 54.5 | 15% | 62.68 | 1 | PVC Conduit | 5" PVC Sch 40 90Dg-48" | E
98006006743 | PVC Conduit | 58.76 | 15% | 67.57 | 0.75 | PVC Conduit | 5" PVC Sch 40 90Dg-36" | E
98006006739 | PVC Conduit | 39.89 | 15% | 45.87 | 0.75 | PVC Conduit | 4" PVC Sch 40 90Dg-48" | E
98006006738 | PVC Conduit | 29.48 | 15% | 33.9 | 0.625 | PVC Conduit | 4" PVC Sch 40 90Dg-36" | E
98006006734 | PVC Conduit | 36.4 | 15% | 41.86 | 0.625 | PVC Conduit | 3-1/2" PVC Sch 40 90Dg-48" | E
98006006733 | PVC Conduit | 27.03 | 15% | 31.08 | 0.5 | PVC Conduit | 3-1/2" PVC Sch 40 90Dg-36" | E
98006006729 | PVC Conduit | 27.9 | 15% | 32.09 | 0.5625 | PVC Conduit | 3" PVC Sch 40 90Dg-48" | E
98006006728 | PVC Conduit | 20.71 | 15% | 23.82 | 0.4375 | PVC Conduit | 3" PVC Sch 40 90Dg-36" | E
98006006724 | PVC Conduit | 21.58 | 15% | 24.82 | 0.5 | PVC Conduit | 2-1/2" PVC Sch 40 90Dg-48" | E
98006006723 | PVC Conduit | 15.91 | 15% | 18.3 | 0.375 | PVC Conduit | 2-1/2" PVC Sch 40 90Dg-36" | E
98006006719 | PVC Conduit | 14.17 | 15% | 16.3 | 0.4375 | PVC Conduit | 2" PVC Sch 40 90Dg-48" | E
98006006718 | PVC Conduit | 10.35 | 15% | 11.9 | 0.3125 | PVC Conduit | 2" PVC Sch 40 90Dg-36" | E
98006006714 | PVC Conduit | 12.86 | 15% | 14.79 | 0.375 | PVC Conduit | 1-1/2" PVC Sch 40 90Dg-48" | E
98006006713 | PVC Conduit | 9.91 | 15% | 11.4 | 0.25 | PVC Conduit | 1-1/2" PVC Sch 40 90Dg-36" | E
98006006709 | PVC Conduit | 11.11 | 15% | 12.78 | 0.3125 | PVC Conduit | 1-1/4" PVC Sch 40 90Dg-48" | E
98006006708 | PVC Conduit | 9.15 | 15% | 10.52 | 0.225 | PVC Conduit | 1-1/4" PVC Sch 40 90Dg-36" | E
98006006704 | PVC Conduit | 8.5 | 15% | 9.78 | 0.25 | PVC Conduit | 1" PVC Sch 40 90Dg-48" | E
98006006703 | PVC Conduit | 6.75 | 15% | 7.76 | 0.1875 | PVC Conduit | 1" PVC Sch 40 90Dg-36" | E
98006006313 | PVC Conduit | 5.42 | 15% | 6.23 | 0.1 | PVC Conduit | 6" PVC Schedule 80 | C
98006006312 | PVC Conduit | 3.83 | 15% | 4.4 | 0.0875 | PVC Conduit | 5" PVC Schedule 80 | C
98006006310 | PVC Conduit | 2.79 | 15% | 3.21 | 0.075 | PVC Conduit | 4" PVC Schedule 80 | C
98006006308 | PVC Conduit | 1.82 | 15% | 2.09 | 0.0625 | PVC Conduit | 3" PVC Schedule 80 | C
98006006307 | PVC Conduit | 1.56 | 15% | 1.79 | 0.0625 | PVC Conduit | 2-1/2" PVC Schedule 80 | C
98006006306 | PVC Conduit | 0.98 | 15% | 1.13 | 0.05 | PVC Conduit | 2" PVC Schedule 80 | C
98006006305 | PVC Conduit | 0.78 | 15% | 0.9 | 0.05 | PVC Conduit | 1-1/2" PVC Schedule 80 | C
98006006304 | PVC Conduit | 0.68 | 15% | 0.78 | 0.0375 | PVC Conduit | 1-1/4" PVC Schedule 80 | C
98006006303 | PVC Conduit | 0.48 | 15% | 0.55 | 0.0375 | PVC Conduit | 1" PVC Schedule 80 | C
98006006302 | PVC Conduit | 0.35 | 15% | 0.4 | 0.025 | PVC Conduit | 3/4" PVC Schedule 80 | C
98006006301 | PVC Conduit | 0.27 | 15% | 0.31 | 0.025 | PVC Conduit | 1/2" PVC Schedule 80 | C
98006006114 | PVC Conduit | 6.95 | 15% | 7.99 | 0.1 | PVC Conduit | 6" PVC Coupling | E
98006006112 | PVC Conduit | 5.44 | 15% | 6.26 | 0.1 | PVC Conduit | 5" PVC Coupling | E
98006006110 | PVC Conduit | 2.12 | 15% | 2.44 | 0.1 | PVC Conduit | 4" PVC Coupling | E
98006006109 | PVC Conduit | 1.54 | 15% | 1.77 | 0.075 | PVC Conduit | 3-1/2" PVC Coupling | E
98006006108 | PVC Conduit | 1.33 | 15% | 1.53 | 0.075 | PVC Conduit | 3" PVC Coupling | E
98006006107 | PVC Conduit | 0.84 | 15% | 0.97 | 0.075 | PVC Conduit | 2-1/2" PVC Coupling | E
98006006106 | PVC Conduit | 0.46 | 15% | 0.53 | 0.0625 | PVC Conduit | 2" PVC Coupling | E
98006006105 | PVC Conduit | 0.37 | 15% | 0.43 | 0.0625 | PVC Conduit | 1-1/2" PVC Coupling | E
98006006104 | PVC Conduit | 0.19 | 15% | 0.22 | 0.0625 | PVC Conduit | 1-1/4" PVC Coupling | E
98006006103 | PVC Conduit | 0.12 | 15% | 0.14 | 0.05 | PVC Conduit | 1" PVC Coupling | E
98006006102 | PVC Conduit | 0.11 | 15% | 0.13 | 0.05 | PVC Conduit | 3/4" PVC Coupling | E
98006006101 | PVC Conduit | 0.08 | 15% | 0.09 | 0.05 | PVC Conduit | 1/2" PVC Coupling | E
98006006094 | PVC Conduit | 19.25 | 15% | 22.14 | 0.75 | PVC Conduit | 6" PVC Sch 40 30Dg-Standard | E
98006006092 | PVC Conduit | 16.8 | 15% | 19.32 | 0.625 | PVC Conduit | 5" PVC Sch 40 30Dg-Standard | E
98006006090 | PVC Conduit | 10.5 | 15% | 12.08 | 0.5 | PVC Conduit | 4" PVC Sch 40 30Dg-Standard | E
98006006089 | PVC Conduit | 7 | 15% | 8.05 | 0.375 | PVC Conduit | 3-1/2" PVC Sch 40 30Dg-Standard | E
98006006088 | PVC Conduit | 6.21 | 15% | 7.14 | 0.3125 | PVC Conduit | 3" PVC Sch 40 30Dg-Standard | E
98006006087 | PVC Conduit | 3.67 | 15% | 4.22 | 0.25 | PVC Conduit | 2-1/2" PVC Sch 40 30Dg-Standard | E
98006006086 | PVC Conduit | 1.92 | 15% | 2.21 | 0.225 | PVC Conduit | 2" PVC Sch 40 30Dg-Standard | E
98006006085 | PVC Conduit | 1.31 | 15% | 1.51 | 0.1875 | PVC Conduit | 1-1/2" PVC Sch 40 30Dg-Standard | E
98006006084 | PVC Conduit | 0.96 | 15% | 1.1 | 0.15 | PVC Conduit | 1-1/4" PVC Sch 40 30Dg-Standard | E
98006006083 | PVC Conduit | 0.68 | 15% | 0.78 | 0.125 | PVC Conduit | 1" PVC Sch 40 30Dg-Standard | E
98006006082 | PVC Conduit | 0.56 | 15% | 0.64 | 0.125 | PVC Conduit | 3/4" PVC Sch 40 30Dg-Standard | E
98006006081 | PVC Conduit | 0.54 | 15% | 0.62 | 0.1 | PVC Conduit | 1/2" PVC Sch 40 30Dg-Standard | E
98006006074 | PVC Conduit | 23.1 | 15% | 26.57 | 0.75 | PVC Conduit | 6" PVC Sch 40 45Dg-Standard | E
98006006072 | PVC Conduit | 15.9 | 15% | 18.29 | 0.625 | PVC Conduit | 5" PVC Sch 40 45Dg-Standard | E
98006006070 | PVC Conduit | 10.88 | 15% | 12.51 | 0.5 | PVC Conduit | 4" PVC Sch 40 45Dg-Standard | E
98006006069 | PVC Conduit | 6.71 | 15% | 7.72 | 0.375 | PVC Conduit | 3-1/2" PVC Sch 40 45Dg-Standard | E
98006006068 | PVC Conduit | 5.71 | 15% | 6.57 | 0.3125 | PVC Conduit | 3" PVC Sch 40 45Dg-Standard | E
98006006067 | PVC Conduit | 3.57 | 15% | 4.11 | 0.25 | PVC Conduit | 2-1/2" PVC Sch 40 45Dg-Standard | E
98006006066 | PVC Conduit | 1.84 | 15% | 2.12 | 0.225 | PVC Conduit | 2" PVC Sch 40 45Dg-Standard | E
98006006065 | PVC Conduit | 1.32 | 15% | 1.52 | 0.1875 | PVC Conduit | 1-1/2" PVC Sch 40 45Dg-Standard | E
98006006064 | PVC Conduit | 0.97 | 15% | 1.12 | 0.15 | PVC Conduit | 1-1/4" PVC Sch 40 45Dg-Standard | E
98006006063 | PVC Conduit | 0.69 | 15% | 0.79 | 0.125 | PVC Conduit | 1" PVC Sch 40 45Dg-Standard | E
98006006062 | PVC Conduit | 0.44 | 15% | 0.51 | 0.125 | PVC Conduit | 3/4" PVC Sch 40 45Dg-Standard | E
98006006061 | PVC Conduit | 0.4 | 15% | 0.46 | 0.1 | PVC Conduit | 1/2" PVC Sch 40 45Dg-Standard | E
98006006054 | PVC Conduit | 28.09 | 15% | 32.3 | 0.75 | PVC Conduit | 6" PVC Sch 40 90Dg-Standard | E
98006006052 | PVC Conduit | 16.58 | 15% | 19.07 | 0.625 | PVC Conduit | 5" PVC Sch 40 90Dg-Standard | E
98006006050 | PVC Conduit | 12.75 | 15% | 14.66 | 0.5 | PVC Conduit | 4" PVC Sch 40 90Dg-Standard | E
98006006049 | PVC Conduit | 10.01 | 15% | 11.51 | 0.375 | PVC Conduit | 3-1/2" PVC Sch 40 90Dg-Standard | E
98006006048 | PVC Conduit | 7.53 | 15% | 8.66 | 0.3125 | PVC Conduit | 3" PVC Sch 40 90Dg-Standard | E
98006006047 | PVC Conduit | 4.38 | 15% | 5.04 | 0.25 | PVC Conduit | 2-1/2" PVC Sch 40 90Dg-Standard | E
98006006046 | PVC Conduit | 2.73 | 15% | 3.14 | 0.225 | PVC Conduit | 2" PVC Sch 40 90Dg-Standard | E
98006006045 | PVC Conduit | 2.05 | 15% | 2.36 | 0.1875 | PVC Conduit | 1-1/2" PVC Sch 40 90Dg-Standard | E
98006006044 | PVC Conduit | 1.52 | 15% | 1.75 | 0.15 | PVC Conduit | 1-1/4" PVC Sch 40 90Dg-Standard | E
98006006043 | PVC Conduit | 1.11 | 15% | 1.28 | 0.125 | PVC Conduit | 1" PVC Sch 40 90Dg-Standard | E
98006006042 | PVC Conduit | 0.72 | 15% | 0.83 | 0.125 | PVC Conduit | 3/4" PVC Sch 40 90Dg-Standard | E
98006006041 | PVC Conduit | 0.63 | 15% | 0.72 | 0.1 | PVC Conduit | 1/2" PVC Sch 40 90Dg-Standard | E
98006006014 | PVC Conduit | 3.06 | 15% | 3.52 | 0.1 | PVC Conduit | 6" PVC Schedule 40 | C
98006006012 | PVC Conduit | 2.33 | 15% | 2.68 | 0.0875 | PVC Conduit | 5" PVC Schedule 40 | C
98006006010 | PVC Conduit | 1.64 | 15% | 1.89 | 0.075 | PVC Conduit | 4" PVC Schedule 40 | C
98006006009 | PVC Conduit | 1.52 | 15% | 1.75 | 0.075 | PVC Conduit | 3-1/2" PVC Schedule 40 | C
98006006008 | PVC Conduit | 1.2 | 15% | 1.38 | 0.0625 | PVC Conduit | 3" PVC Schedule 40 | C
98006006007 | PVC Conduit | 0.97 | 15% | 1.12 | 0.0625 | PVC Conduit | 2-1/2" PVC Schedule 40 | C
98006006006 | PVC Conduit | 0.63 | 15% | 0.72 | 0.05 | PVC Conduit | 2" PVC Schedule 40 | C
98006006005 | PVC Conduit | 0.49 | 15% | 0.56 | 0.05 | PVC Conduit | 1-1/2" PVC Schedule 40 | C
98006006004 | PVC Conduit | 0.43 | 15% | 0.49 | 0.0375 | PVC Conduit | 1-1/4" PVC Schedule 40 | C
98006006003 | PVC Conduit | 0.3 | 15% | 0.35 | 0.0375 | PVC Conduit | 1" PVC Schedule 40 | C
98006006002 | PVC Conduit | 0.2 | 15% | 0.23 | 0.025 | PVC Conduit | 3/4" PVC Schedule 40 | C
98006006001 | PVC Conduit | 0.17 | 15% | 0.2 | 0.025 | PVC Conduit | 1/2" PVC Schedule 40 | C
98006005499 | PVC Conduit | 25.2 | 15% | 28.98 | 0.625 | PVC Conduit | 3-1/2" PVC Sch 40 22.5Dg-48" | E
98006005496 | PVC Conduit | 18.9 | 15% | 21.74 | 0.5 | PVC Conduit | 2-1/2" PVC Sch 40 22.5Dg-48" | E
98006005494 | PVC Conduit | 12.25 | 15% | 14.09 | 0.4375 | PVC Conduit | 2" PVC Sch 40 22.5Dg-48" | E
98006005492 | PVC Conduit | 0 | 15% | 0 | 0.375 | PVC Conduit | 1-1/2" PVC Sch 40 22.5Dg-48" | E
98006005491 | PVC Conduit | 10.15 | 15% | 11.67 | 0.25 | PVC Conduit | 1-1/2" PVC Sch 40 22.5Dg-36" | E
98006005489 | PVC Conduit | 0 | 15% | 0 | 0.3125 | PVC Conduit | 1-1/4" PVC Sch 40 22.5Dg-48" | E
98006005488 | PVC Conduit | 9.1 | 15% | 10.47 | 0.225 | PVC Conduit | 1-1/4" PVC Sch 40 22.5Dg-36" | E
98006005464 | PVC Conduit | 0 | 15% | 0 | 0.25 | PVC Conduit | 1" PVC Sch 40 22.5Dg-48" | E
98006005463 | PVC Conduit | 8.75 | 15% | 10.06 | 0.1875 | PVC Conduit | 1" PVC Sch 40 22.5Dg-36" | E
S288LLN | PVC Conduit Fittings | 0.78 | 15% | 0.9 | 0.05 | Carlon | 3" PVC Base Spacer 3" | E
S288JLN | PVC Conduit Fittings | 0.69 | 15% | 0.79 | 0.05 | Carlon | 2" PVC Base Spacer 3" | E
E98PSC | PVC Conduit Fittings | 6.84 | 15% | 7.87 | 0.075 | Carlon | 1G PVC FS Box Push/Pull Sw Cover | E
E984M | PVC Conduit Fittings | 20.51 | 15% | 23.59 | 0.5 | Killark | 3-1/2" PVC Cond Body-Type LL | E
E984L | PVC Conduit Fittings | 19.48 | 15% | 22.4 | 0.4375 | Killark | 3" PVC Cond Body-Type LL | E
E984K | PVC Conduit Fittings | 15.41 | 15% | 17.72 | 0.375 | Killark | 2-1/2" PVC Cond Body-Type LL | E
E983N | PVC Conduit Fittings | 18.35 | 15% | 21.1 | 0.75 | Killark | 4" PVC Cond Body-Type T | E
E983M | PVC Conduit Fittings | 16.59 | 15% | 19.08 | 0.625 | Killark | 3-1/2" PVC Cond Body-Type T | E
E983L | PVC Conduit Fittings | 15.9 | 15% | 18.29 | 0.5 | Killark | 3" PVC Cond Body-Type T | E
E983K | PVC Conduit Fittings | 16.5 | 15% | 18.98 | 0.4375 | Killark | 2-1/2" PVC Cond Body-Type T | E
E9822F | PVC Conduit Fittings | 6.58 | 15% | 7.57 | 0.25 | Killark | 1" PVC 2G FSS Box | E
E9822D | PVC Conduit Fittings | 6 | 15% | 6.9 | 0.25 | Killark | 1/2" PVC 2G FSS Box | E
E9792D | PVC Conduit Fittings | 5.95 | 15% | 6.84 | 0.3125 | Killark | 1/2" PVC 2G FSCC Box | E
98006021265 | PVC Conduit Fittings | 0.37 | 15% | 0.43 | 0.05 | PVC Conduit | 1" PVC Locknut | E
98006021264 | PVC Conduit Fittings | 0.22 | 15% | 0.25 | 0.05 | PVC Conduit | 3/4" PVC Locknut | E
98006021263 | PVC Conduit Fittings | 0.18 | 15% | 0.21 | 0.05 | PVC Conduit | 1/2" PVC Locknut | E
98006013224 | PVC Conduit Fittings | 6.89 | 15% | 7.92 | 0.25 | PVC Conduit | 1" PVC 1G FSC Box | E
98006011537 | PVC Conduit Fittings | 8.78 | 15% | 10.1 | 0.075 | PVC Conduit | 2G PVC FS Box Double Switch Cover | E
98006011512 | PVC Conduit Fittings | 2.83 | 15% | 3.25 | 0.075 | PVC Conduit | 2G PVC FS Box Blank Cover | E
98006011497 | PVC Conduit Fittings | 5.11 | 15% | 5.88 | 0.075 | PVC Conduit | 1G PVC FS Box Toggle Switch Cover | E
98006011492 | PVC Conduit Fittings | 5.86 | 15% | 6.74 | 0.075 | PVC Conduit | 1G PVC FS Box Single Switch Cover | E
98006011081 | PVC Conduit Fittings | 6.02 | 15% | 6.92 | 0.075 | PVC Conduit | 1G PVC FS Box Horz Duplex Cover | E
98006011078 | PVC Conduit Fittings | 14.96 | 15% | 17.2 | 0.075 | PVC Conduit | 1G PVC FS Box Circuit Breaker Cover | E
98006011076 | PVC Conduit Fittings | 7.18 | 15% | 8.26 | 0.075 | PVC Conduit | 1G PVC FS Box GFI Recpt Cover | E
98006011074 | PVC Conduit Fittings | 6.02 | 15% | 6.92 | 0.075 | PVC Conduit | 1G PVC FS Box Duplex Recpt Cover | E
98006011073 | PVC Conduit Fittings | 8.44 | 15% | 9.71 | 0.075 | PVC Conduit | 1G PVC FS Box 50A Recpt Cover | E
98006011072 | PVC Conduit Fittings | 8.44 | 15% | 9.71 | 0.075 | PVC Conduit | 1G PVC FS Box 30A Recpt Cover | E
98006011070 | PVC Conduit Fittings | 6.41 | 15% | 7.37 | 0.075 | PVC Conduit | 1G PVC FS Box Single Recpt Cover | E
98006011037 | PVC Conduit Fittings | 8.48 | 15% | 9.75 | 0.075 | PVC Conduit | 2G PVC FS Box Switch & GFI Cover | E
98006011035 | PVC Conduit Fittings | 8.23 | 15% | 9.46 | 0.075 | PVC Conduit | 2G PVC FS Box Sw & Duplex Cover | E
98006011033 | PVC Conduit Fittings | 9.94 | 15% | 11.43 | 0.075 | PVC Conduit | 2G PVC FS Box Double Duplex Cover | E
98006008410 | PVC Conduit Fittings | 8.25 | 15% | 9.49 | 0.1875 | PVC Conduit | 1" PVC 2G FSE Box | E
98006008405 | PVC Conduit Fittings | 8.2 | 15% | 9.43 | 0.1875 | PVC Conduit | 3/4" PVC 2G FSE Box | E
98006008401 | PVC Conduit Fittings | 7.63 | 15% | 8.77 | 0.1875 | PVC Conduit | 1/2" PVC 2G FSE Box | E
98006006946 | PVC Conduit Fittings | 0.68 | 15% | 0.78 | 0.05 | PVC Conduit | 2" PVC Conduit Strap | E
98006006945 | PVC Conduit Fittings | 0.61 | 15% | 0.7 | 0.05 | PVC Conduit | 1-1/2" PVC Conduit Strap | E
98006006944 | PVC Conduit Fittings | 0.54 | 15% | 0.62 | 0.05 | PVC Conduit | 1-1/4" PVC Conduit Strap | E
98006006943 | PVC Conduit Fittings | 0.46 | 15% | 0.53 | 0.025 | PVC Conduit | 1" PVC Conduit Strap | E
98006006942 | PVC Conduit Fittings | 0.25 | 15% | 0.29 | 0.025 | PVC Conduit | 3/4" PVC Conduit Strap | E
98006006941 | PVC Conduit Fittings | 0.2 | 15% | 0.23 | 0.025 | PVC Conduit | 1/2" PVC Conduit Strap | E
98006006699 | PVC Conduit Fittings | 37.05 | 15% | 42.61 | 0.3125 | PVC Conduit | 12"x12"x6" PVC Junction Box | E
98006006698 | PVC Conduit Fittings | 36.97 | 15% | 42.52 | 0.3125 | PVC Conduit | 12"x12"x4" PVC Junction Box | E
98006006692 | PVC Conduit Fittings | 37.32 | 15% | 42.92 | 0.25 | PVC Conduit | 8"x8"x7" PVC Junction Box | E
98006006690 | PVC Conduit Fittings | 28.71 | 15% | 33.02 | 0.25 | PVC Conduit | 8"x8"x4" PVC Junction Box | E
98006006688 | PVC Conduit Fittings | 17.78 | 15% | 20.45 | 0.1875 | PVC Conduit | 6"x6"x6" PVC Junction Box | E
98006006686 | PVC Conduit Fittings | 12.61 | 15% | 14.5 | 0.1875 | PVC Conduit | 6"x6"x4" PVC Junction Box | E
98006006685 | PVC Conduit Fittings | 12.04 | 15% | 13.85 | 0.125 | PVC Conduit | 5"x5"x2" PVC Junction Box | E
98006006684 | PVC Conduit Fittings | 12.87 | 15% | 14.8 | 0.125 | PVC Conduit | 4"x4"x6" PVC Junction Box | E
98006006683 | PVC Conduit Fittings | 12.19 | 15% | 14.02 | 0.125 | PVC Conduit | 4"x4"x4" PVC Junction Box | E
98006006681 | PVC Conduit Fittings | 7.53 | 15% | 8.66 | 0.125 | PVC Conduit | 4"x4"x2" PVC Junction Box | E
98006006661 | PVC Conduit Fittings | 2.44 | 15% | 2.81 | 0.075 | PVC Conduit | 1G PVC FS Box Blank Cover | E
98006006636 | PVC Conduit Fittings | 5.8 | 15% | 6.67 | 0.125 | PVC Conduit | 2" PVC Meter Offset | E
98006006634 | PVC Conduit Fittings | 5.45 | 15% | 6.27 | 0.125 | PVC Conduit | 1-1/4" PVC Meter Offset | E
98006006617 | PVC Conduit Fittings | 143.91 | 15% | 165.5 | 2.375 | PVC Conduit | 4" PVC Entrance Cap | E
98006006615 | PVC Conduit Fittings | 47.71 | 15% | 54.87 | 1.125 | PVC Conduit | 3" PVC Entrance Cap | E
98006006614 | PVC Conduit Fittings | 51.31 | 15% | 59.01 | 0.9375 | PVC Conduit | 2-1/2" PVC Entrance Cap | E
98006006613 | PVC Conduit Fittings | 9.93 | 15% | 11.42 | 0.75 | PVC Conduit | 2" PVC Entrance Cap | E
98006006612 | PVC Conduit Fittings | 8.7 | 15% | 10.01 | 0.625 | PVC Conduit | 1-1/2" PVC Entrance Cap | E
98006006611 | PVC Conduit Fittings | 5.87 | 15% | 6.75 | 0.5 | PVC Conduit | 1-1/4" PVC Entrance Cap | E
98006006610 | PVC Conduit Fittings | 4.51 | 15% | 5.19 | 0.4375 | PVC Conduit | 1" PVC Entrance Cap | E
98006006609 | PVC Conduit Fittings | 3.28 | 15% | 3.77 | 0.375 | PVC Conduit | 3/4" PVC Entrance Cap | E
98006006606 | PVC Conduit Fittings | 11.06 | 15% | 12.72 | 0.375 | PVC Conduit | 2" PVC Conduit Body-T | E
98006006605 | PVC Conduit Fittings | 7.78 | 15% | 8.95 | 0.375 | PVC Conduit | 1-1/2" PVC Conduit Body-T | E
98006006604 | PVC Conduit Fittings | 5.91 | 15% | 6.8 | 0.375 | PVC Conduit | 1-1/4" PVC Conduit Body-T | E
98006006603 | PVC Conduit Fittings | 3.63 | 15% | 4.17 | 0.25 | PVC Conduit | 1" PVC Conduit Body-T | E
98006006602 | PVC Conduit Fittings | 3.48 | 15% | 4 | 0.25 | PVC Conduit | 3/4" PVC Conduit Body-T | E
98006006601 | PVC Conduit Fittings | 2.84 | 15% | 3.27 | 0.25 | PVC Conduit | 1/2" PVC Conduit Body-T | E
98006006586 | PVC Conduit Fittings | 10.43 | 15% | 11.99 | 0.3125 | PVC Conduit | 2" PVC Conduit Body-LR | E
98006006585 | PVC Conduit Fittings | 5.84 | 15% | 6.72 | 0.3125 | PVC Conduit | 1-1/2" PVC Conduit Body-LR | E
98006006584 | PVC Conduit Fittings | 5.06 | 15% | 5.82 | 0.3125 | PVC Conduit | 1-1/4" PVC Conduit Body-LR | E
98006006583 | PVC Conduit Fittings | 3.49 | 15% | 4.01 | 0.1875 | PVC Conduit | 1" PVC Conduit Body-LR | E
98006006582 | PVC Conduit Fittings | 3.23 | 15% | 3.71 | 0.1875 | PVC Conduit | 3/4" PVC Conduit Body-LR | E
98006006581 | PVC Conduit Fittings | 2.25 | 15% | 2.59 | 0.1875 | PVC Conduit | 1/2" PVC Conduit Body-LR | E
98006006566 | PVC Conduit Fittings | 10.43 | 15% | 11.99 | 0.3125 | PVC Conduit | 2" PVC Conduit Body-LL | E
98006006565 | PVC Conduit Fittings | 6 | 15% | 6.9 | 0.3125 | PVC Conduit | 1-1/2" PVC Conduit Body-LL | E
98006006564 | PVC Conduit Fittings | 5.12 | 15% | 5.89 | 0.3125 | PVC Conduit | 1-1/4" PVC Conduit Body-LL | E
98006006563 | PVC Conduit Fittings | 3.54 | 15% | 4.07 | 0.1875 | PVC Conduit | 1" PVC Conduit Body-LL | E
98006006562 | PVC Conduit Fittings | 3.44 | 15% | 3.96 | 0.1875 | PVC Conduit | 3/4" PVC Conduit Body-LL | E
98006006561 | PVC Conduit Fittings | 2.29 | 15% | 2.63 | 0.1875 | PVC Conduit | 1/2" PVC Conduit Body-LL | E
98006006550 | PVC Conduit Fittings | 41.47 | 15% | 47.69 | 0.625 | PVC Conduit | 4" PVC Conduit Body-LB | E
98006006549 | PVC Conduit Fittings | 40.52 | 15% | 46.6 | 0.5 | PVC Conduit | 3-1/2" PVC Conduit Body-LB | E
98006006548 | PVC Conduit Fittings | 37.8 | 15% | 43.47 | 0.4375 | PVC Conduit | 3" PVC Conduit Body-LB | E
98006006547 | PVC Conduit Fittings | 36.58 | 15% | 42.07 | 0.375 | PVC Conduit | 2-1/2" PVC Conduit Body-LB | E
98006006546 | PVC Conduit Fittings | 8.68 | 15% | 9.98 | 0.3125 | PVC Conduit | 2" PVC Conduit Body-LB | E
98006006545 | PVC Conduit Fittings | 5.69 | 15% | 6.54 | 0.3125 | PVC Conduit | 1-1/2" PVC Conduit Body-LB | E
98006006544 | PVC Conduit Fittings | 4.55 | 15% | 5.23 | 0.3125 | PVC Conduit | 1-1/4" PVC Conduit Body-LB | E
98006006543 | PVC Conduit Fittings | 3.11 | 15% | 3.58 | 0.1875 | PVC Conduit | 1" PVC Conduit Body-LB | E
98006006542 | PVC Conduit Fittings | 2.82 | 15% | 3.24 | 0.1875 | PVC Conduit | 3/4" PVC Conduit Body-LB | E
98006006541 | PVC Conduit Fittings | 1.94 | 15% | 2.23 | 0.1875 | PVC Conduit | 1/2" PVC Conduit Body-LB | E
98006006506 | PVC Conduit Fittings | 10.62 | 15% | 12.21 | 0.3125 | PVC Conduit | 2" PVC Conduit Body-C | E
98006006505 | PVC Conduit Fittings | 6.55 | 15% | 7.53 | 0.3125 | PVC Conduit | 1-1/2" PVC Conduit Body-C | E
98006006504 | PVC Conduit Fittings | 4.98 | 15% | 5.73 | 0.3125 | PVC Conduit | 1-1/4" PVC Conduit Body-C | E
98006006503 | PVC Conduit Fittings | 3.55 | 15% | 4.08 | 0.1875 | PVC Conduit | 1" PVC Conduit Body-C | E
98006006502 | PVC Conduit Fittings | 3.27 | 15% | 3.76 | 0.1875 | PVC Conduit | 3/4" PVC Conduit Body-C | E
98006006501 | PVC Conduit Fittings | 2.32 | 15% | 2.67 | 0.1875 | PVC Conduit | 1/2" PVC Conduit Body-C | E
98006006286 | PVC Conduit Fittings | 1.16 | 15% | 1.33 | 0.05 | PVC Conduit | 2" PVC Sealing Washer | E
98006006285 | PVC Conduit Fittings | 0.76 | 15% | 0.87 | 0.05 | PVC Conduit | 1-1/2" PVC Sealing Washer | E
98006006284 | PVC Conduit Fittings | 0.76 | 15% | 0.87 | 0.05 | PVC Conduit | 1-1/4" PVC Sealing Washer | E
98006006283 | PVC Conduit Fittings | 0.53 | 15% | 0.61 | 0.025 | PVC Conduit | 1" PVC Sealing Washer | E
98006006282 | PVC Conduit Fittings | 0.48 | 15% | 0.55 | 0.025 | PVC Conduit | 3/4" PVC Sealing Washer | E
98006006281 | PVC Conduit Fittings | 0.33 | 15% | 0.38 | 0.025 | PVC Conduit | 1/2" PVC Sealing Washer | E
98006006276 | PVC Conduit Fittings | 14.4 | 15% | 16.56 | 0.1625 | PVC Conduit | 2" PVC Expansion Coupling-2" | E
98006006275 | PVC Conduit Fittings | 13.15 | 15% | 15.12 | 0.1625 | PVC Conduit | 1-1/2" PVC Expansion Coupling-2" | E
98006006274 | PVC Conduit Fittings | 10.16 | 15% | 11.68 | 0.1625 | PVC Conduit | 1-1/4" PVC Expansion Coupling-2" | E
98006006273 | PVC Conduit Fittings | 7.98 | 15% | 9.18 | 0.1 | PVC Conduit | 1" PVC Expansion Coupling-2" | E
98006006272 | PVC Conduit Fittings | 6.02 | 15% | 6.92 | 0.1 | PVC Conduit | 3/4" PVC Expansion Coupling-2" | E
98006006271 | PVC Conduit Fittings | 5.82 | 15% | 6.69 | 0.1 | PVC Conduit | 1/2" PVC Expansion Coupling-2" | E
98006006270 | PVC Conduit Fittings | 3.43 | 15% | 3.94 | 0.375 | PVC Conduit | 4" PVC Enclosure Adapter | E
98006006269 | PVC Conduit Fittings | 2.64 | 15% | 3.04 | 0.225 | PVC Conduit | 3-1/2" PVC Enclosure Adapter | E
98006006268 | PVC Conduit Fittings | 1.81 | 15% | 2.08 | 0.225 | PVC Conduit | 3" PVC Enclosure Adapter | E
98006006267 | PVC Conduit Fittings | 1.09 | 15% | 1.25 | 0.225 | PVC Conduit | 2-1/2" PVC Enclosure Adapter | E
98006006266 | PVC Conduit Fittings | 0.81 | 15% | 0.93 | 0.1625 | PVC Conduit | 2" PVC Enclosure Adapter | E
98006006265 | PVC Conduit Fittings | 0.74 | 15% | 0.85 | 0.1625 | PVC Conduit | 1-1/2" PVC Enclosure Adapter | E
98006006264 | PVC Conduit Fittings | 0.72 | 15% | 0.83 | 0.1625 | PVC Conduit | 1-1/4" PVC Enclosure Adapter | E
98006006263 | PVC Conduit Fittings | 0.68 | 15% | 0.78 | 0.1 | PVC Conduit | 1" PVC Enclosure Adapter | E
98006006262 | PVC Conduit Fittings | 0.62 | 15% | 0.71 | 0.1 | PVC Conduit | 3/4" PVC Enclosure Adapter | E
98006006261 | PVC Conduit Fittings | 0.6 | 15% | 0.69 | 0.1 | PVC Conduit | 1/2" PVC Enclosure Adapter | E
98006006254 | PVC Conduit Fittings | 6.55 | 15% | 7.53 | 0.375 | PVC Conduit | 6" PVC Female Adapter | E
98006006252 | PVC Conduit Fittings | 5.46 | 15% | 6.28 | 0.375 | PVC Conduit | 5" PVC Female Adapter | E
98006006250 | PVC Conduit Fittings | 2.28 | 15% | 2.62 | 0.375 | PVC Conduit | 4" PVC Female Adapter | E
98006006249 | PVC Conduit Fittings | 2.22 | 15% | 2.55 | 0.225 | PVC Conduit | 3-1/2" PVC Female Adapter | E
98006006248 | PVC Conduit Fittings | 1.69 | 15% | 1.94 | 0.225 | PVC Conduit | 3" PVC Female Adapter | E
98006006247 | PVC Conduit Fittings | 1.34 | 15% | 1.54 | 0.225 | PVC Conduit | 2-1/2" PVC Female Adapter | E
98006006246 | PVC Conduit Fittings | 0.6 | 15% | 0.69 | 0.1625 | PVC Conduit | 2" PVC Female Adapter | E
98006006245 | PVC Conduit Fittings | 0.45 | 15% | 0.52 | 0.1625 | PVC Conduit | 1-1/2" PVC Female Adapter | E
98006006244 | PVC Conduit Fittings | 0.42 | 15% | 0.48 | 0.1625 | PVC Conduit | 1-1/4" PVC Female Adapter | E
98006006243 | PVC Conduit Fittings | 0.32 | 15% | 0.37 | 0.1 | PVC Conduit | 1" PVC Female Adapter | E
98006006242 | PVC Conduit Fittings | 0.23 | 15% | 0.26 | 0.1 | PVC Conduit | 3/4" PVC Female Adapter | E
98006006241 | PVC Conduit Fittings | 0.15 | 15% | 0.17 | 0.1 | PVC Conduit | 1/2" PVC Female Adapter | E
98006006233 | PVC Conduit Fittings | 12.97 | 15% | 14.92 | 0.375 | PVC Conduit | 4"x3" PVC Male/Female Red | E
98006006232 | PVC Conduit Fittings | 11.69 | 15% | 13.44 | 0.225 | PVC Conduit | 3"x2-1/2" PVC Male/Female Red | E
98006006231 | PVC Conduit Fittings | 10.91 | 15% | 12.55 | 0.225 | PVC Conduit | 3"x2" PVC Male/Female Red | E
98006006230 | PVC Conduit Fittings | 9.82 | 15% | 11.29 | 0.225 | PVC Conduit | 2-1/2"x2" PVC Male/Female Red | E
98006006229 | PVC Conduit Fittings | 2.95 | 15% | 3.39 | 0.1625 | PVC Conduit | 2"x1-1/2" PVC Male/Female Red | E
98006006228 | PVC Conduit Fittings | 2.95 | 15% | 3.39 | 0.1625 | PVC Conduit | 2"x1-1/4" PVC Male/Female Red | E
98006006227 | PVC Conduit Fittings | 2.42 | 15% | 2.78 | 0.1625 | PVC Conduit | 1-1/2"x1-1/4" PVC Male/Female Red | E
98006006226 | PVC Conduit Fittings | 2.54 | 15% | 2.92 | 0.1625 | PVC Conduit | 1-1/2"x1" PVC Male/Female Red | E
98006006225 | PVC Conduit Fittings | 2.37 | 15% | 2.73 | 0.1625 | PVC Conduit | 1-1/4"x1" PVC Male/Female Red | E
98006006224 | PVC Conduit Fittings | 2.33 | 15% | 2.68 | 0.1625 | PVC Conduit | 1-1/4"x3/4" PVC Male/Female Red | E
98006006223 | PVC Conduit Fittings | 1.82 | 15% | 2.09 | 0.1 | PVC Conduit | 1"x3/4" PVC Male/Female Red | E
98006006222 | PVC Conduit Fittings | 1.78 | 15% | 2.05 | 0.1 | PVC Conduit | 1"x1/2" PVC Male/Female Red | E
98006006221 | PVC Conduit Fittings | 0.79 | 15% | 0.91 | 0.1 | PVC Conduit | 3/4"x1/2" PVC Male/Female Red | E
98006006214 | PVC Conduit Fittings | 7.64 | 15% | 8.79 | 0.375 | PVC Conduit | 6" PVC Terminal Adapter | E
98006006212 | PVC Conduit Fittings | 4.98 | 15% | 5.73 | 0.375 | PVC Conduit | 5" PVC Terminal Adapter | E
98006006210 | PVC Conduit Fittings | 2.69 | 15% | 3.09 | 0.375 | PVC Conduit | 4" PVC Terminal Adapter | E
98006006209 | PVC Conduit Fittings | 2.05 | 15% | 2.36 | 0.225 | PVC Conduit | 3-1/2" PVC Terminal Adapter | E
98006006208 | PVC Conduit Fittings | 1.5 | 15% | 1.73 | 0.225 | PVC Conduit | 3" PVC Terminal Adapter | E
98006006207 | PVC Conduit Fittings | 1.08 | 15% | 1.24 | 0.225 | PVC Conduit | 2-1/2" PVC Terminal Adapter | E
98006006206 | PVC Conduit Fittings | 0.62 | 15% | 0.71 | 0.1625 | PVC Conduit | 2" PVC Terminal Adapter | E
98006006205 | PVC Conduit Fittings | 0.44 | 15% | 0.51 | 0.1625 | PVC Conduit | 1-1/2" PVC Terminal Adapter | E
98006006204 | PVC Conduit Fittings | 0.37 | 15% | 0.43 | 0.1625 | PVC Conduit | 1-1/4" PVC Terminal Adapter | E
98006006203 | PVC Conduit Fittings | 0.28 | 15% | 0.32 | 0.1 | PVC Conduit | 1" PVC Terminal Adapter | E
98006006202 | PVC Conduit Fittings | 0.21 | 15% | 0.24 | 0.1 | PVC Conduit | 3/4" PVC Terminal Adapter | E
98006006201 | PVC Conduit Fittings | 0.13 | 15% | 0.15 | 0.1 | PVC Conduit | 1/2" PVC Terminal Adapter | E
98006006194 | PVC Conduit Fittings | 3.03 | 15% | 3.48 | 0.375 | PVC Conduit | 6" PVC Pipe Plug | E
98006006192 | PVC Conduit Fittings | 2.36 | 15% | 2.71 | 0.375 | PVC Conduit | 5" PVC Pipe Plug | E
98006006190 | PVC Conduit Fittings | 1.91 | 15% | 2.2 | 0.375 | PVC Conduit | 4" PVC Pipe Plug | E
98006006189 | PVC Conduit Fittings | 1.39 | 15% | 1.6 | 0.225 | PVC Conduit | 3-1/2" PVC Pipe Plug | E
98006006188 | PVC Conduit Fittings | 1.3 | 15% | 1.5 | 0.225 | PVC Conduit | 3" PVC Pipe Plug | E
98006006187 | PVC Conduit Fittings | 0.97 | 15% | 1.12 | 0.225 | PVC Conduit | 2-1/2" PVC Pipe Plug | E
98006006186 | PVC Conduit Fittings | 0.91 | 15% | 1.05 | 0.1625 | PVC Conduit | 2" PVC Pipe Plug | E
98006006185 | PVC Conduit Fittings | 0.73 | 15% | 0.84 | 0.1625 | PVC Conduit | 1-1/2" PVC Pipe Plug | E
98006006173 | PVC Conduit Fittings | 18.26 | 15% | 21 | 0.375 | PVC Conduit | 6" PVC Pipe Cap | E
98006006171 | PVC Conduit Fittings | 14.54 | 15% | 16.72 | 0.375 | PVC Conduit | 5" PVC Pipe Cap | E
98006006169 | PVC Conduit Fittings | 11.35 | 15% | 13.05 | 0.375 | PVC Conduit | 4" PVC Pipe Cap | E
98006006168 | PVC Conduit Fittings | 5.59 | 15% | 6.43 | 0.225 | PVC Conduit | 3" PVC Pipe Cap | E
98006006167 | PVC Conduit Fittings | 5.19 | 15% | 5.97 | 0.225 | PVC Conduit | 2-1/2" PVC Pipe Cap | E
98006006166 | PVC Conduit Fittings | 2.42 | 15% | 2.78 | 0.1625 | PVC Conduit | 2" PVC Pipe Cap | E
98006006165 | PVC Conduit Fittings | 1.68 | 15% | 1.93 | 0.1625 | PVC Conduit | 1-1/2" PVC Pipe Cap | E
98006006164 | PVC Conduit Fittings | 1.28 | 15% | 1.47 | 0.1625 | PVC Conduit | 1-1/4" PVC Pipe Cap | E
98006006163 | PVC Conduit Fittings | 0.89 | 15% | 1.02 | 0.1 | PVC Conduit | 1" PVC Pipe Cap | E
98006006162 | PVC Conduit Fittings | 0.83 | 15% | 0.95 | 0.1 | PVC Conduit | 3/4" PVC Pipe Cap | E
98006006161 | PVC Conduit Fittings | 0.76 | 15% | 0.87 | 0.1 | PVC Conduit | 1/2" PVC Pipe Cap | E
98006006154 | PVC Conduit Fittings | 8.57 | 15% | 9.86 | 0.375 | PVC Conduit | 6" PVC End Bell | E
98006006152 | PVC Conduit Fittings | 7.81 | 15% | 8.98 | 0.375 | PVC Conduit | 5" PVC End Bell | E
98006006150 | PVC Conduit Fittings | 5.06 | 15% | 5.82 | 0.375 | PVC Conduit | 4" PVC End Bell | E
98006006149 | PVC Conduit Fittings | 4.59 | 15% | 5.28 | 0.225 | PVC Conduit | 3-1/2" PVC End Bell | E
98006006148 | PVC Conduit Fittings | 4.25 | 15% | 4.89 | 0.225 | PVC Conduit | 3" PVC End Bell | E
98006006147 | PVC Conduit Fittings | 3.24 | 15% | 3.73 | 0.225 | PVC Conduit | 2-1/2" PVC End Bell | E
98006006146 | PVC Conduit Fittings | 3.42 | 15% | 3.93 | 0.1625 | PVC Conduit | 2" PVC End Bell | E
98006006145 | PVC Conduit Fittings | 2.51 | 15% | 2.89 | 0.1625 | PVC Conduit | 1-1/2" PVC End Bell | E
98006006144 | PVC Conduit Fittings | 2.38 | 15% | 2.74 | 0.1625 | PVC Conduit | 1-1/4" PVC End Bell | E
98006006143 | PVC Conduit Fittings | 2.06 | 15% | 2.37 | 0.1 | PVC Conduit | 1" PVC End Bell | E
98006006134 | PVC Conduit Fittings | 77.83 | 15% | 89.5 | 0.375 | PVC Conduit | 6" PVC Expansion Coupling-6" | E
98006006132 | PVC Conduit Fittings | 57.96 | 15% | 66.65 | 0.375 | PVC Conduit | 5" PVC Expansion Coupling-6" | E
98006006130 | PVC Conduit Fittings | 37.33 | 15% | 42.93 | 0.375 | PVC Conduit | 4" PVC Expansion Coupling-6" | E
98006006129 | PVC Conduit Fittings | 31.74 | 15% | 36.5 | 0.225 | PVC Conduit | 3-1/2" PVC Expansion Coupling-6" | E
98006006128 | PVC Conduit Fittings | 27.83 | 15% | 32 | 0.225 | PVC Conduit | 3" PVC Expansion Coupling-6" | E
98006006127 | PVC Conduit Fittings | 21.11 | 15% | 24.28 | 0.225 | PVC Conduit | 2-1/2" PVC Expansion Coupling-6" | E
98006006126 | PVC Conduit Fittings | 14.7 | 15% | 16.91 | 0.1625 | PVC Conduit | 2" PVC Expansion Coupling-6" | E
98006006125 | PVC Conduit Fittings | 14.35 | 15% | 16.5 | 0.1625 | PVC Conduit | 1-1/2" PVC Expansion Coupling-6" | E
98006006124 | PVC Conduit Fittings | 14.27 | 15% | 16.41 | 0.1625 | PVC Conduit | 1-1/4" PVC Expansion Coupling-6" | E
98006006123 | PVC Conduit Fittings | 13.52 | 15% | 15.55 | 0.1 | PVC Conduit | 1" PVC Expansion Coupling-6" | E
98006006122 | PVC Conduit Fittings | 12.69 | 15% | 14.59 | 0.1 | PVC Conduit | 3/4" PVC Expansion Coupling-6" | E
98006006121 | PVC Conduit Fittings | 12.46 | 15% | 14.33 | 0.1 | PVC Conduit | 1/2" PVC Expansion Coupling-6" | E
98006005098 | PVC Conduit Fittings | 7.78 | 15% | 8.95 | 0.25 | PVC Conduit | 1" PVC 2G FSC Box | E
98006005097 | PVC Conduit Fittings | 7.85 | 15% | 9.03 | 0.25 | PVC Conduit | 3/4" PVC 2G FSC Box | E
98006005096 | PVC Conduit Fittings | 7.92 | 15% | 9.11 | 0.25 | PVC Conduit | 1/2" PVC 2G FSC Box | E
98006005085 | PVC Conduit Fittings | 2.21 | 15% | 2.54 | 0.05 | PVC Conduit | 6" PVC Intermediate Spacer 3" | E
98006005084 | PVC Conduit Fittings | 1.94 | 15% | 2.23 | 0.05 | PVC Conduit | 6" PVC Intermediate Spacer 2" | E
98006005083 | PVC Conduit Fittings | 2.25 | 15% | 2.59 | 0.05 | PVC Conduit | 6" PVC Intermediate Spacer 1-1/2" | E
98006005082 | PVC Conduit Fittings | 1.56 | 15% | 1.79 | 0.05 | PVC Conduit | 5" PVC Intermediate Spacer 3" | E
98006005081 | PVC Conduit Fittings | 1.32 | 15% | 1.52 | 0.05 | PVC Conduit | 5" PVC Intermediate Spacer 2" | E
98006005080 | PVC Conduit Fittings | 1.41 | 15% | 1.62 | 0.05 | PVC Conduit | 5" PVC Intermediate Spacer 1-1/2" | E
98006005079 | PVC Conduit Fittings | 1.35 | 15% | 1.55 | 0.05 | PVC Conduit | 4" PVC Intermediate Spacer 3" | E
98006005078 | PVC Conduit Fittings | 1.23 | 15% | 1.41 | 0.05 | PVC Conduit | 4" PVC Intermediate Spacer 2" | E
98006005077 | PVC Conduit Fittings | 1.32 | 15% | 1.52 | 0.05 | PVC Conduit | 4" PVC Intermediate Spacer 1-1/2" | E
98006005075 | PVC Conduit Fittings | 1.3 | 15% | 1.5 | 0.05 | PVC Conduit | 3" PVC Intermediate Spacer 3" | E
98006005074 | PVC Conduit Fittings | 1.22 | 15% | 1.4 | 0.05 | PVC Conduit | 3" PVC Intermediate Spacer 2" | E
98006005073 | PVC Conduit Fittings | 1.28 | 15% | 1.47 | 0.05 | PVC Conduit | 3" PVC Intermediate Spacer 1-1/2" | E
98006005072 | PVC Conduit Fittings | 1.17 | 15% | 1.35 | 0.05 | PVC Conduit | 2" PVC Intermediate Spacer 3" | E
98006005070 | PVC Conduit Fittings | 0.96 | 15% | 1.1 | 0.05 | PVC Conduit | 2" PVC Intermediate Spacer 1-1/2" | E
98006005063 | PVC Conduit Fittings | 1.74 | 15% | 2 | 0.05 | PVC Conduit | 6" PVC Base Spacer 1-1/2" | E
98006005061 | PVC Conduit Fittings | 1.36 | 15% | 1.56 | 0.05 | PVC Conduit | 5" PVC Base Spacer 2" | E
98006005060 | PVC Conduit Fittings | 1.39 | 15% | 1.6 | 0.05 | PVC Conduit | 5" PVC Base Spacer 1-1/2" | E
98006005059 | PVC Conduit Fittings | 2.22 | 15% | 2.55 | 0.05 | PVC Conduit | 6" PVC Base Spacer 3" | E
98006005058 | PVC Conduit Fittings | 1.25 | 15% | 1.44 | 0.05 | PVC Conduit | 4" PVC Base Spacer 2" | E
98006005057 | PVC Conduit Fittings | 1.37 | 15% | 1.58 | 0.05 | PVC Conduit | 4" PVC Base Spacer 1-1/2" | E
98006005055 | PVC Conduit Fittings | 1.71 | 15% | 1.97 | 0.05 | PVC Conduit | 5" PVC Base Spacer 3" | E
98006005054 | PVC Conduit Fittings | 1.18 | 15% | 1.36 | 0.05 | PVC Conduit | 3" PVC Base Spacer 2" | E
98006005053 | PVC Conduit Fittings | 1.26 | 15% | 1.45 | 0.05 | PVC Conduit | 3" PVC Base Spacer 1-1/2" | E
98006005052 | PVC Conduit Fittings | 1.4 | 15% | 1.61 | 0.05 | PVC Conduit | 4" PVC Base Spacer 3" | E
98006005051 | PVC Conduit Fittings | 1 | 15% | 1.15 | 0.05 | PVC Conduit | 2" PVC Base Spacer 2" | E
98006005050 | PVC Conduit Fittings | 1.06 | 15% | 1.22 | 0.05 | PVC Conduit | 2" PVC Base Spacer 1-1/2" | E
98006004924 | PVC Conduit Fittings | 8.77 | 15% | 10.09 | 0.3125 | PVC Conduit | 1" PVC 1G FSCC Box | E
98006004916 | PVC Conduit Fittings | 7.75 | 15% | 8.91 | 0.3125 | PVC Conduit | 3/4" PVC 1G FSCC Box | E
98006004913 | PVC Conduit Fittings | 8.67 | 15% | 9.97 | 0.3125 | PVC Conduit | 1/2" PVC 1G FSCC Box | E
98006004911 | PVC Conduit Fittings | 6.36 | 15% | 7.31 | 0.25 | PVC Conduit | 1" PVC 1G FSS Box | E
98006004907 | PVC Conduit Fittings | 6.35 | 15% | 7.3 | 0.25 | PVC Conduit | 3/4" PVC 1G FSS Box | E
98006004903 | PVC Conduit Fittings | 6.15 | 15% | 7.07 | 0.25 | PVC Conduit | 1/2" PVC 1G FSS Box | E
98006004899 | PVC Conduit Fittings | 6.32 | 15% | 7.27 | 0.25 | PVC Conduit | 3/4" PVC 1G FSC Box | E
98006004897 | PVC Conduit Fittings | 6.25 | 15% | 7.19 | 0.25 | PVC Conduit | 1/2" PVC 1G FSC Box | E
98006004894 | PVC Conduit Fittings | 5.5 | 15% | 6.33 | 0.1875 | PVC Conduit | 1" PVC IG FSE Box | E
98006004893 | PVC Conduit Fittings | 6.48 | 15% | 7.45 | 0.1875 | PVC Conduit | 3/4" PVC IG FSE Box | E
98006004892 | PVC Conduit Fittings | 6.16 | 15% | 7.08 | 0.1875 | PVC Conduit | 1/2" PVC 1G FSE Box | E
98006001131 | PVC Conduit Fittings | 0.55 | 15% | 0.63 | 0.05 | PVC Conduit | PVC Beaded Strap | E
98006000539 | PVC Conduit Fittings | 1.81 | 15% | 2.08 | 0.05 | PVC Conduit | PVC Re-Bar Holder | E
98006000465 | PVC Conduit Fittings | 1.79 | 15% | 2.06 | 0.05 | PVC Conduit | 2" PVC Snap-Loc | E
98006000464 | PVC Conduit Fittings | 1.38 | 15% | 1.59 | 0.05 | PVC Conduit | 1" PVC Snap-Loc | E
98006000446 | PVC Conduit Fittings | 1.02 | 15% | 1.17 | 0.05 | PVC Conduit | 2" PVC Intermediate Spacer 2" | E
9661 | PVC Conduit Fittings | 10.28 | 15% | 11.82 | 0.3125 | Raco | 1" PVC 2G FSCC Box | E
9660 | PVC Conduit Fittings | 8.56 | 15% | 9.84 | 0.3125 | Raco | 3/4" PVC 2G FSCC Box | E
9654 | PVC Conduit Fittings | 8.56 | 15% | 9.84 | 0.25 | Raco | 3/4" PVC 2G FSS Box | E
9584-1 | PVC Conduit Fittings | 1.4 | 15% | 1.61 | 0.25 | Raco | 1" PVC Snap Cover Body-T | E
9583-1 | PVC Conduit Fittings | 1.39 | 15% | 1.6 | 0.25 | Raco | 3/4" PVC Snap Cover Body-T | E
9582-1 | PVC Conduit Fittings | 1.12 | 15% | 1.29 | 0.25 | Raco | 1/2" PVC Snap Cover Body-T | E
9564-1 | PVC Conduit Fittings | 1.31 | 15% | 1.51 | 0.1875 | Raco | 1" PVC Snap Cover Body-LR | E
9563-1 | PVC Conduit Fittings | 1.22 | 15% | 1.4 | 0.1875 | Raco | 3/4" PVC Snap Cover Body-LR | E
9562-1 | PVC Conduit Fittings | 0.9 | 15% | 1.04 | 0.1875 | Raco | 1/2" PVC Snap Cover Body-LR | E
9544-1 | PVC Conduit Fittings | 1.39 | 15% | 1.6 | 0.1875 | Raco | 1" PVC Snap Cover Body-C | E
9543-1 | PVC Conduit Fittings | 1.28 | 15% | 1.47 | 0.1875 | Raco | 3/4" PVC Snap Cover Body-C | E
9542-1 | PVC Conduit Fittings | 0.91 | 15% | 1.05 | 0.1875 | Raco | 1/2" PVC Snap Cover Body-C | E
9524-1 | PVC Conduit Fittings | 1.34 | 15% | 1.54 | 0.1875 | Raco | 1" PVC Snap Cover Body-LL | E
9523-1 | PVC Conduit Fittings | 1.3 | 15% | 1.5 | 0.1875 | Raco | 3/4" PVC Snap Cover Body-LL | E
9522-1 | PVC Conduit Fittings | 0.91 | 15% | 1.05 | 0.1875 | Raco | 1/2" PVC Snap Cover Body-LL | E
9504-1 | PVC Conduit Fittings | 1.24 | 15% | 1.43 | 0.1875 | Raco | 1" PVC Snap Cover Body-LB | E
9503-1 | PVC Conduit Fittings | 1.13 | 15% | 1.3 | 0.1875 | Raco | 3/4" PVC Snap Cover Body-LB | E
9502-1 | PVC Conduit Fittings | 0.88 | 15% | 1.01 | 0.1875 | Raco | 1/2" PVC Snap Cover Body-LB | E
RG326NFK | Safety Switches | 841.51 | 15% | 967.74 | 9.25 | Challenger | 600A-3P GD Non-Fused Sw 240V-N3R | E
RG325NFK | Safety Switches | 455.77 | 15% | 524.14 | 5.5 | Challenger | 400A-3P GD Non-Fused Sw 240V-N3R | E
QO260NATS | Safety Switches | 60.25 | 15% | 69.29 | 0.875 | Square D | 60A-2P GD Non-Fused Sw 240V-N1 | E
QO2000NS | Safety Switches | 103.22 | 15% | 118.7 | 1.25 | Square D | 100A-2P GD Non-Fused Sw 240V-N1 | E
QO2000NRB | Safety Switches | 88.99 | 15% | 102.34 | 1.25 | Square D | 100A-2P GD Non-Fused Sw 240V-N3R | E
HU664DS | Safety Switches | 8211.64 | 15% | 9443.39 | 3.5 | Square D | 200A-6P HD Non-Fuse Sw 600V-N4/4X/5 | E
HU664AWK | Safety Switches | 3161.4 | 15% | 3635.61 | 5.75 | Square D | 200A-6P HD Non-Fused Sw 600V-N12 | E
HU663DS | Safety Switches | 5986.47 | 15% | 6884.44 | 4 | Square D | 100A-6P HD Non-Fuse Sw 600V-N4/4X/5 | E
HU663AWK | Safety Switches | 1437.9 | 15% | 1653.59 | 4 | Square D | 100A-6P HD Non-Fused Sw 600V-N12 | E
HU662DS | Safety Switches | 3843.66 | 15% | 4420.21 | 2 | Square D | 60A-6P HD Non-Fuse Sw 600V-N4/4X/5 | E
HU662AWK | Safety Switches | 1165.2 | 15% | 1339.98 | 2.5 | Square D | 60A-6P HD Non-Fused Sw 600V-N12 | E
HU661DS | Safety Switches | 3451.87 | 15% | 3969.65 | 2 | Square D | 30A-6P HD Non-Fuse Sw 600V-N4/4X/5 | E
HU661AWK | Safety Switches | 1007.1 | 15% | 1158.17 | 2.5 | Square D | 30A-6P HD Non-Fused Sw 600V-N12 | E
HU466 | Safety Switches | 2358.72 | 15% | 2712.53 | 10.5 | Square D | 600A-4P HD Non-Fused Sw 600V-N1 | E
HU465AWK | Safety Switches | 1701.6 | 15% | 1956.84 | 8.25 | Square D | 400A-4P HD Non-Fused Sw 600V-N12 | E
HU465 | Safety Switches | 1352.26 | 15% | 1555.1 | 6.75 | Square D | 400A-4P HD Non-Fused Sw 600V-N1 | E
HU464DS | Safety Switches | 3550.76 | 15% | 4083.37 | 3.5 | Square D | 200A-4P HD Non-Fuse Sw 600V-N4/4X/5 | E
HU464AWK | Safety Switches | 849.6 | 15% | 977.04 | 4 | Square D | 200A-4P HD Non-Fused Sw 600V-N12 | E
HU464 | Safety Switches | 623.74 | 15% | 717.3 | 3.25 | Square D | 200A-4P HD Non-Fused Sw 600V-N1 | E
HU463DS | Safety Switches | 2146.29 | 15% | 2468.23 | 2.5 | Square D | 100A-4P HD Non-Fuse Sw 600V-N4/4X/5 | E
HU463AWK | Safety Switches | 537.3 | 15% | 617.9 | 3.75 | Square D | 100A-4P HD Non-Fused Sw 600V-N12 | E
HU463 | Safety Switches | 428.22 | 15% | 492.45 | 2.25 | Square D | 100A-4P HD Non-Fused Sw 600V-N1 | E
HU462DS | Safety Switches | 877.83 | 15% | 1009.5 | 1.75 | Square D | 60A-4P HD Non-Fuse Sw 600V-N4/4X/5 | E
HU462AWK | Safety Switches | 302.4 | 15% | 347.76 | 2.25 | Square D | 60A-4P HD Non-Fused Sw 600V-N12 | E
HU462 | Safety Switches | 237.64 | 15% | 273.29 | 1.375 | Square D | 60A-4P HD Non-Fused Sw 600V-N1 | E
HU461DS | Safety Switches | 749.94 | 15% | 862.43 | 1.75 | Square D | 30A-4P HD Non-Fuse Sw 600V-N4/4X/5 | E
HU461AWK | Safety Switches | 274.5 | 15% | 315.68 | 2.25 | Square D | 30A-4P HD Non-Fused Sw 600V-N12 | E
HU461 | Safety Switches | 215.02 | 15% | 247.27 | 1.375 | Square D | 30A-4P HD Non-Fused Sw 600V-N1 | E
HU368R | Safety Switches | 4466.75 | 15% | 5136.76 | 14.25 | Square D | 1200A-3P HD Non-Fused Sw 600V-N3R | E
HU368AWK | Safety Switches | 5382 | 15% | 6189.3 | 18.75 | Square D | 1200A-3P HD Non-Fused Sw 600V-N12 | E
HU368 | Safety Switches | 2952.62 | 15% | 3395.51 | 14.25 | Square D | 1200A-3P HD Non-Fused Sw 600V-N1 | E
HU367R | Safety Switches | 3262.5 | 15% | 3751.88 | 10.5 | Square D | 800A-3P HD Non-Fused Sw 600V-N3R | E
HU367AWK | Safety Switches | 3929.1 | 15% | 4518.47 | 13.5 | Square D | 800A-3P HD Non-Fused Sw 600V-N12 | E
HU367 | Safety Switches | 2195.16 | 15% | 2524.43 | 10.5 | Square D | 800A-3P HD Non-Fused Sw 600V-N1 | E
HU366R | Safety Switches | 1920.75 | 15% | 2208.86 | 6.75 | Square D | 600A-3P HD Non-Fused Sw 600V-N3R | E
HU366DS | Safety Switches | 5146.74 | 15% | 5918.75 | 12.25 | Square D | 600A-3P HD Non-Fuse Sw 600V-N4/4X/5 | E
HU366AWK | Safety Switches | 2013.3 | 15% | 2315.3 | 12.25 | Square D | 600A-3P HD Non-Fused Sw 600V-N12 | E
HU366 | Safety Switches | 1248 | 15% | 1435.2 | 8 | Square D | 600A-3P HD Non-Fused Sw 600V-N1 | E
HU365R | Safety Switches | 960 | 15% | 1104 | 5.5 | Square D | 400A-3P HD Non-Fused Sw 600V-N3R | E
HU365DS | Safety Switches | 3859.38 | 15% | 4438.29 | 7 | Square D | 400A-3P HD Non-Fuse Sw 600V-N4/4X/5 | E
HU365AWK | Safety Switches | 1206.9 | 15% | 1387.94 | 7 | Square D | 400A-3P HD Non-Fused Sw 600V-N12 | E
HU365 | Safety Switches | 701 | 15% | 806.15 | 5.5 | Square D | 400A-3P HD Non-Fused Sw 600V-N1 | E
HU364RB | Safety Switches | 371.25 | 15% | 426.94 | 1.75 | Square D | 200A-2P HD Non-Fused Sw 600V-N3R | E
HU364DS | Safety Switches | 1879.2 | 15% | 2161.08 | 2.75 | Square D | 200A-2P HD Non-Fuse Sw 600V-N4/4X/5 | E
HU364DF | Safety Switches | 2908.5 | 15% | 3344.78 | 2.75 | Square D | 200A-3P HD No-Fuse Sw 600V-N4X Poly | E
HU364AWK | Safety Switches | 481.2 | 15% | 553.38 | 3 | Square D | 200A-2P HD Non-Fused Sw 600V-N12 | E
HU364A | Safety Switches | 492.13 | 15% | 565.95 | 2.5 | Square D | 200A-3P HD Non-Fused Sw 600V-N12K | E
HU364 | Safety Switches | 302.25 | 15% | 347.59 | 1.75 | Square D | 200A-2P HD Non-Fused Sw 600V-N1 | E
HU363WC | Safety Switches | 1574.7 | 15% | 1810.91 | 1.25 | Square D | 100A-3P Non-Fused Recpt Sw-N1 | E
HU363RB | Safety Switches | 306.5 | 15% | 352.48 | 1.25 | Square D | 100A-2P HD Non-Fused Sw 600V-N3R | E
HU363DX | Safety Switches | 2531.4 | 15% | 2911.11 | 3.25 | Square D | 100-3P HD No-Fuse Sw 600V-4X Krydon | E
HU363DSWC | Safety Switches | 4207.5 | 15% | 4838.63 | 1.25 | Square D | 100A-3P Non-Fused Recpt Sw-N4/4X/5 | E
HU363DS | Safety Switches | 1479.58 | 15% | 1701.52 | 2 | Square D | 100A-2P HD Non-Fuse Sw 600V-N4/4X/5 | E
HU363DF | Safety Switches | 2172.3 | 15% | 2498.15 | 2 | Square D | 100A-3P HD No-Fuse Sw 600V-N4X Poly | E
HU363AWK | Safety Switches | 358.2 | 15% | 411.93 | 2.25 | Square D | 100A-2P HD Non-Fused Sw 600V-N12 | E
HU363AWC | Safety Switches | 1633.2 | 15% | 1878.18 | 1.25 | Square D | 100A-3P Non-Fused Recpt Sw-N12 | E
HU363A | Safety Switches | 366.85 | 15% | 421.88 | 1.75 | Square D | 100A-3P HD Non-Fused Sw 600V-N12K | E
HU363 | Safety Switches | 195.75 | 15% | 225.11 | 1.25 | Square D | 100A-2P HD Non-Fused Sw 600V-N1 | E
HU362WC | Safety Switches | 790.2 | 15% | 908.73 | 1 | Square D | 60A-3P Non-Fused Recpt Sw-N1 | E
HU362RB | Safety Switches | 219 | 15% | 251.85 | 0.875 | Square D | 60A-2P HD Non-Fused Sw 600V-N3R | E
HU362DX | Safety Switches | 1321.8 | 15% | 1520.07 | 1.5 | Square D | 60A-3P HD No-Fuse Sw 600V-4X Krydon | E
HU362DSWC | Safety Switches | 2212.2 | 15% | 2544.03 | 1.75 | Square D | 60A-3P Non-Fused Recpt Sw-N4/4X/5 | E
HU362DS | Safety Switches | 705.33 | 15% | 811.13 | 1.5 | Square D | 60A-2P HD Non-Fuse Sw 600V-N4/4X/5 | E
HU362DF | Safety Switches | 1134.6 | 15% | 1304.79 | 1.5 | Square D | 60A-3P HD No-Fuse Sw 600V-N4X Poly | E
HU362AWK | Safety Switches | 249.9 | 15% | 287.39 | 1.75 | Square D | 60A-2P HD Non-Fused Sw 600V-N12 | E
HU362AWC | Safety Switches | 803.4 | 15% | 923.91 | 1 | Square D | 60A-3P Non-Fused Recpt Sw-N12 | E
HU362A | Safety Switches | 253.75 | 15% | 291.81 | 1.125 | Square D | 60A-3P HD Non-Fused Sw 600V-N12K | E
HU362 | Safety Switches | 122 | 15% | 140.3 | 0.875 | Square D | 60A-2P HD Non-Fused Sw 600V-N1 | E
HU361WC | Safety Switches | 585.6 | 15% | 673.44 | 1 | Square D | 30A-3P Non-Fused Recpt Sw-N1 | E
HU361RB | Safety Switches | 122 | 15% | 140.3 | 0.875 | Square D | 30A-2P HD Non-Fused Sw 600V-N3R | E
HU361DX | Safety Switches | 1188 | 15% | 1366.2 | 1.5 | Square D | 30A-3P HD No-Fuse Sw 600V-4X Krydon | E
HU361DSWC | Safety Switches | 1766.4 | 15% | 2031.36 | 1.75 | Square D | 30A-3P Non-Fused Recpt Sw-N4/4X/5 | E
HU361DS | Safety Switches | 630 | 15% | 724.5 | 1.5 | Square D | 30A-2P HD Non-Fuse Sw 600V-N4/4X/5 | E
HU361DF | Safety Switches | 1020.6 | 15% | 1173.69 | 1.5 | Square D | 30A-3P HD No-Fuse Sw 600V-N4X Poly | E
HU361AWK | Safety Switches | 194.1 | 15% | 223.22 | 1.75 | Square D | 30A-2P HD Non-Fused Sw 600V-N12 | E
HU361AWC | Safety Switches | 640.8 | 15% | 736.92 | 1 | Square D | 30A-3P Non-Fused Recpt Sw-N12 | E
HU361A | Safety Switches | 199.81 | 15% | 229.78 | 1.125 | Square D | 30A-3P HD Non-Fused Sw 600V-N12K | E
HU361 | Safety Switches | 69.75 | 15% | 80.21 | 0.875 | Square D | 30A-2P HD Non-Fused Sw 600V-N1 | E
HU268R | Safety Switches | 4348.25 | 15% | 5000.49 | 10.5 | Square D | 1200A-2P HD Non-Fused Sw 600V-N3R | E
HU268AWK | Safety Switches | 5256.6 | 15% | 6045.09 | 15 | Square D | 1200A-2P HD Non-Fused Sw 600V-N12 | E
HU268 | Safety Switches | 2863.28 | 15% | 3292.77 | 10.5 | Square D | 1200A-2P HD Non-Fused Sw 600V-N1 | E
HU267R | Safety Switches | 3221 | 15% | 3704.15 | 8 | Square D | 800A-2P HD Non-Fused Sw 600V-N3R | E
HU267AWK | Safety Switches | 3887.1 | 15% | 4470.17 | 11 | Square D | 800A-2P HD Non-Fused Sw 600V-N12 | E
HU267 | Safety Switches | 2090.76 | 15% | 2404.37 | 8 | Square D | 800A-2P HD Non-Fused Sw 600V-N1 | E
HU266R | Safety Switches | 1883.25 | 15% | 2165.74 | 6.75 | Square D | 600A-2P HD Non-Fused Sw 600V-N3R | E
HU266DS | Safety Switches | 4982.85 | 15% | 5730.28 | 9.75 | Square D | 600A-2P HD Non-Fuse Sw 600V-N4/4X/5 | E
HU266AWK | Safety Switches | 1622.4 | 15% | 1865.76 | 9.75 | Square D | 600A-2P HD Non-Fused Sw 600V-N12 | E
HU266 | Safety Switches | 1224 | 15% | 1407.6 | 6.75 | Square D | 600A-2P HD Non-Fused Sw 600V-N1 | E
HU265R | Safety Switches | 941 | 15% | 1082.15 | 4.25 | Square D | 400A-2P HD Non-Fused Sw 600V-N3R | E
HU265DS | Safety Switches | 3459.24 | 15% | 3978.13 | 5.75 | Square D | 400A-2P HD Non-Fuse Sw 600V-N4/4X/5 | E
HU265AWK | Safety Switches | 963.6 | 15% | 1108.14 | 5.75 | Square D | 400A-2P HD Non-Fused Sw 600V-N12 | E
HU265 | Safety Switches | 687.5 | 15% | 790.63 | 4.25 | Square D | 400A-2P HD Non-Fused Sw 600V-N1 | E
H92456 | Safety Switches | 4788.45 | 15% | 5506.72 | 15.5 | Square D | 600A 4PDT Non-Fused Sw 240V-N12 | E
H92453 | Safety Switches | 1414.8 | 15% | 1627.02 | 3.25 | Square D | 100A 4PDT Non-Fused Sw 240V-N12 | E
H92452 | Safety Switches | 1022.4 | 15% | 1175.76 | 2 | Square D | 60A 4PDT Non-Fused Sw 240V-N12 | E
H92451 | Safety Switches | 891.9 | 15% | 1025.69 | 2 | Square D | 30A 4PDT Non-Fused Sw 240V-N12 | E
H92446 | Safety Switches | 2593.71 | 15% | 2982.77 | 15.5 | Square D | 600A 4PDT Non-Fused Sw 600V-N12 | E
H92356 | Safety Switches | 4278.6 | 15% | 4920.39 | 8 | Square D | 600A DPDT Non-Fused Sw 240V-N12 | E
H92351 | Safety Switches | 813.15 | 15% | 935.12 | 1.5 | Square D | 30A 3PDT Non-Fused Sw 240V-N12 | E
H92346 | Safety Switches | 2218.81 | 15% | 2551.63 | 8 | Square D | 600A DPDT Non-Fused Sw 600V-N12 | E
H92345 | Safety Switches | 1687.51 | 15% | 1940.64 | 5.5 | Square D | 400A DPDT Non-Fused Sw 600V-N12 | E
H92251 | Safety Switches | 373.75 | 15% | 429.81 | 1.25 | Square D | 30A DPDT Non-Fused Sw 240V-N12 | E
H82455 | Safety Switches | 4792.5 | 15% | 5511.38 | 9.25 | Square D | 400A 4PDT Non-Fused Sw 240V-N12 | E
H82454 | Safety Switches | 2033.7 | 15% | 2338.76 | 4.75 | Square D | 200A 4PDT Non-Fused Sw 240V-N12 | E
H82445 | Safety Switches | 4945.5 | 15% | 5687.33 | 9.25 | Square D | 400A 4PDT Non-Fused Sw 600V-N12 | E
H82444 | Safety Switches | 2142.9 | 15% | 2464.34 | 4.75 | Square D | 200A 4PDT Non-Fused Sw 600V-N12 | E
H82355 | Safety Switches | 3514.5 | 15% | 4041.68 | 6.875 | Square D | 400A 3PDT Non-Fused Sw 240V-N12 | E
H82354 | Safety Switches | 1622.4 | 15% | 1865.76 | 3.625 | Square D | 200A 3PDT Non-Fused Sw 240V-N12 | E
H82353 | Safety Switches | 1087.65 | 15% | 1250.8 | 2.5 | Square D | 100A 3PDT Non-Fused Sw 240V-N12 | E
H82352 | Safety Switches | 940.05 | 15% | 1081.06 | 1.5 | Square D | 60A 3PDT Non-Fused Sw 240V-N12 | E
H82345 | Safety Switches | 3631.5 | 15% | 4176.23 | 6.875 | Square D | 400A 3PDT Non-Fused Sw 600V-N12 | E
H82344 | Safety Switches | 1150.46 | 15% | 1323.03 | 2.5 | Square D | 200A DPDT Non-Fused Sw 600V-N12 | E
H82343 | Safety Switches | 573.39 | 15% | 659.4 | 1.75 | Square D | 100A DPDT Non-Fused Sw 600V-N12 | E
H82342 | Safety Switches | 537.74 | 15% | 618.4 | 1.25 | Square D | 60A DPDT Non-Fused Sw 600V-N12 | E
H82255 | Safety Switches | 3100.5 | 15% | 3565.58 | 5.5 | Square D | 400A DPDT Non-Fused Sw 240V-N12 | E
H82254 | Safety Switches | 1401.3 | 15% | 1611.5 | 2.5 | Square D | 200 DPDT Non-Fused Sw 240V-N12 | E
H82253 | Safety Switches | 958.5 | 15% | 1102.28 | 1.75 | Square D | 100A DPDT Non-Fused Sw 240V-N12 | E
H82252 | Safety Switches | 412.12 | 15% | 473.94 | 1.25 | Square D | 60A DPDT Non-Fused Sw 240V-N12 | E
H664DS | Safety Switches | 9202.18 | 15% | 10582.51 | 5.75 | Square D | 200A-6P HD Fusible Sw 600V-N4/4X/5 | E
H664AWK | Safety Switches | 3177.72 | 15% | 3654.38 | 5.75 | Square D | 200A-6P HD Fusible Sw 600V-N12 | E
H663DS | Safety Switches | 6750.64 | 15% | 7763.24 | 4 | Square D | 100A-6P HD Fusible Sw 600V-N4/4X/5 | E
H663AWK | Safety Switches | 1329.12 | 15% | 1528.49 | 4 | Square D | 100A-6P HD Fusible Sw 600V-N12 | E
H60XFA | Safety Switches | 771.3 | 15% | 887 | 2.75 | Square D | 60A-3P HD Non-Fused Sw 600V-N7/9 | E
H466 | Safety Switches | 3132.24 | 15% | 3602.08 | 10.5 | Square D | 600A-4P HD Fusible Sw 600V-N1 | E
H465AWK | Safety Switches | 1769.82 | 15% | 2035.29 | 8.25 | Square D | 400A-4P HD Fusible Sw 600V-N12 | E
H465 | Safety Switches | 1925.1 | 15% | 2213.87 | 6.75 | Square D | 400A-4P HD Fusible Sw 600V-N1 | E
H464DS | Safety Switches | 3652.84 | 15% | 4200.77 | 3.5 | Square D | 200A-4P HD Fusible Sw 600V-N4/4X/5 | E
H464AWK | Safety Switches | 837.72 | 15% | 963.38 | 4 | Square D | 200A-4P HD Fusible Sw 600V-N12 | E
H464 | Safety Switches | 916.67 | 15% | 1054.17 | 3.25 | Square D | 200A-4P HD Fusible Sw 600V-N1 | E
H463DS | Safety Switches | 2336.6 | 15% | 2687.09 | 2.5 | Square D | 100A-4P HD Fusible Sw 600V-N4/4X/5 | E
H463AWK | Safety Switches | 502.32 | 15% | 577.67 | 3.75 | Square D | 100A-4P HD Fusible Sw 600V-N12 | E
H463 | Safety Switches | 551.18 | 15% | 633.86 | 2.25 | Square D | 100A-4P HD Fusible Sw 600V-N1 | E
H462DS | Safety Switches | 859.32 | 15% | 988.22 | 1.75 | Square D | 60A-4P HD Fusible Sw 600V-N4/4X/5 | E
H462AWK | Safety Switches | 326.82 | 15% | 375.84 | 2.25 | Square D | 60A-4P HD Fusible Sw 600V-N12 | E
H462 | Safety Switches | 330.15 | 15% | 379.67 | 1.375 | Square D | 60A-4P HD Fusible Sw 600V-N1 | E
H461DS | Safety Switches | 822.36 | 15% | 945.71 | 1.75 | Square D | 30A-4P HD Fusible Sw 600V-N4/4X/5 | E
H461AWK | Safety Switches | 276.35 | 15% | 317.8 | 2.25 | Square D | 30A-4P HD Fusible Sw 600V-N12 | E
H461 | Safety Switches | 283.34 | 15% | 325.84 | 1.375 | Square D | 30A-4P HD Fusible Sw 600V-N1 | E
H400 | Safety Switches | 41.91 | 15% | 48.2 | 0.875 | Square D | 4" Enclosure Hub-N4/4X/5 | E
H368R | Safety Switches | 4802.16 | 15% | 5522.48 | 14.25 | Square D | 1200A-3P HD Fusible Sw 600V-N3R | E
H368NR | Safety Switches | 5038.32 | 15% | 5794.07 | 18 | Square D | 1200A-3P S/N HD Fusible Sw 600V-N3R | E
H368NAWK | Safety Switches | 6662.4 | 15% | 7661.76 | 22.5 | Square D | 1200A-3P S/N HD Fusible Sw 600V-N12 | E
H368N | Safety Switches | 4709.64 | 15% | 5416.09 | 18 | Square D | 1200A-3P S/N HD Fusible Sw 600V-N1 | E
H368AWK | Safety Switches | 6305.92 | 15% | 7251.81 | 18.75 | Square D | 1200A-3P HD Fusible Sw 600V-N12 | E
H368 | Safety Switches | 4201.68 | 15% | 4831.93 | 14.25 | Square D | 1200A-3P HD Fusible Sw 600V-N1 | E
H367R | Safety Switches | 3960 | 15% | 4554 | 10.5 | Square D | 800A-3P HD Fusible Sw 600V-N3R | E
H367NR | Safety Switches | 4129.2 | 15% | 4748.58 | 13 | Square D | 800A-3P S/N HD Fusible Sw 600V-N3R | E
H367NAWK | Safety Switches | 5520.96 | 15% | 6349.1 | 16 | Square D | 800A-3P S/N HD Fusible Sw 600V-N12 | E
H367N | Safety Switches | 3651.18 | 15% | 4198.86 | 13 | Square D | 800A-3P S/N HD Fusible Sw 600V-N1 | E
H367AWK | Safety Switches | 5232.64 | 15% | 6017.54 | 13.5 | Square D | 800A-3P HD Fusible Sw 600V-N12 | E
H367 | Safety Switches | 3196.56 | 15% | 3676.04 | 10.5 | Square D | 800A-3P HD Fusible Sw 600V-N1 | E
H366R | Safety Switches | 2397.78 | 15% | 2757.45 | 8 | Square D | 600A-3P HD Fusible Sw 600V-N3R | E
H366NR | Safety Switches | 2431.88 | 15% | 2796.66 | 10.5 | Square D | 600A-3P S/N HD Fusible Sw 600V-N3R | E
H366NDS | Safety Switches | 5618.98 | 15% | 6461.83 | 12.25 | Square D | 600A-3P S/N HD Fused Sw 600V-N4/4X | E
H366NAWK | Safety Switches | 3072 | 15% | 3532.8 | 14.75 | Square D | 600A-3P S/N HD Fusible Sw 600V-N12 | E
H366N | Safety Switches | 1924.56 | 15% | 2213.24 | 10.5 | Square D | 600A-3P S/N HD Fusible Sw 600V-N1 | E
H366DS | Safety Switches | 5356.93 | 15% | 6160.47 | 12.25 | Square D | 600A-3P HD Fusible Sw 600V-N4/4X/5 | E
H366AWK | Safety Switches | 2944.96 | 15% | 3386.7 | 12.25 | Square D | 600A-3P HD Fusible Sw 600V-N12 | E
H366 | Safety Switches | 1835.76 | 15% | 2111.12 | 8 | Square D | 600A-3P HD Fusible Sw 600V-N1 | E
H365R | Safety Switches | 1273.48 | 15% | 1464.5 | 5.5 | Square D | 400A-3P HD Fusible Sw 600V-N3R | E
H365NR | Safety Switches | 1325.95 | 15% | 1524.84 | 6.75 | Square D | 400A-3P S/N HD Fusible Sw 600V-N3R | E
H365NDS | Safety Switches | 4340.03 | 15% | 4991.03 | 7 | Square D | 400A-3P S/N HD Fused Sw 600V-N4/4X | E
H365NAWK | Safety Switches | 1863.36 | 15% | 2142.86 | 8.25 | Square D | 400A-3P S/N HD Fusible Sw 600V-N12 | E
H365N | Safety Switches | 1175.52 | 15% | 1351.85 | 6.75 | Square D | 400A-3P S/N HD Fusible Sw 600V-N1 | E
H365DS | Safety Switches | 4240.9 | 15% | 4877.04 | 7 | Square D | 400A-3P HD Fusible Sw 600V-N4/4X/5 | E
H365AWK | Safety Switches | 1747.84 | 15% | 2010.02 | 7 | Square D | 400A-3P HD Fusible Sw 600V-N12 | E
H365 | Safety Switches | 1092.24 | 15% | 1256.08 | 5.5 | Square D | 400A-3P HD Fusible Sw 600V-N1 | E
H364RB | Safety Switches | 542.16 | 15% | 623.48 | 1.75 | Square D | 200A-2P HD Fusible Sw 600V-N3R | E
H364NRB | Safety Switches | 529.76 | 15% | 609.22 | 3.25 | Square D | 200A-3P S/N HD Fusible Sw 600V-N3R | E
H364NDS | Safety Switches | 2357.16 | 15% | 2710.73 | 3.5 | Square D | 200A-3P S/N HD Fused Sw 600V-N4/4X | E
H364NAWK | Safety Switches | 818.56 | 15% | 941.34 | 4 | Square D | 200A-3P S/N HD Fusible Sw 600V-N12 | E
H364NA | Safety Switches | 760.2 | 15% | 874.23 | 3.25 | Square D | 200A-3P S/N HD Fusible Sw 600V-N12K | E
H364N | Safety Switches | 448.56 | 15% | 515.84 | 3.25 | Square D | 200A-3P S/N HD Fusible Sw 600V-N1 | E
H364DS | Safety Switches | 2165.31 | 15% | 2490.11 | 2.75 | Square D | 200A-2P HD Fusible Sw 600V-N4/4X/5 | E
H364DF | Safety Switches | 2918.7 | 15% | 3356.51 | 2.75 | Square D | 200A-3P HD Fusible Sw 600V-N4X Poly | E
H364AWK | Safety Switches | 768 | 15% | 883.2 | 3 | Square D | 200A-2P HD Fusible Sw 600V-N12 | E
H364A | Safety Switches | 712.32 | 15% | 819.17 | 2.5 | Square D | 200A-3P HD Fusible Sw 600V-N12K | E
H364 | Safety Switches | 443.82 | 15% | 510.39 | 1.75 | Square D | 200A-2P HD Fusible Sw 600V-N1 | E
H363WC | Safety Switches | 1801.5 | 15% | 2071.73 | 1.25 | Square D | 100A-3P Fusible Recpt Sw-N1 | E
H363RB | Safety Switches | 394.56 | 15% | 453.74 | 1.25 | Square D | 100A-2P HD Fusible Sw 600V-N3R | E
H363NRB | Safety Switches | 382.14 | 15% | 439.46 | 2 | Square D | 100A-3P S/N HD Fusible Sw 600V-N3R | E
H363N | Safety Switches | 306.72 | 15% | 352.73 | 2.25 | Square D | 100A-3P S/N HD Fusible Sw 600V-N1 | E
H363DX | Safety Switches | 2657.4 | 15% | 3056.01 | 2 | Square D | 100A-3P HD Fused Sw 600V-N4X Krydon | E
H363DSWC | Safety Switches | 4447.8 | 15% | 5114.97 | 2.5 | Square D | 100A-3P Fusible Recpt Sw-N4/4X/5 | E
H363DS | Safety Switches | 1544.58 | 15% | 1776.27 | 2 | Square D | 100A-2P HD Fusible Sw 600V-N4/4X/5 | E
H363DF | Safety Switches | 2283.9 | 15% | 2626.49 | 2 | Square D | 100A-3P HD Fusible Sw 600V-N4X Poly | E
H363AWK | Safety Switches | 492.48 | 15% | 566.35 | 2.25 | Square D | 100A-2P HD Fusible Sw 600V-N12 | E
H363AWC | Safety Switches | 1826.1 | 15% | 2100.02 | 1.25 | Square D | 100A-3P Fusible Recpt Sw-N12 | E
H363A | Safety Switches | 455.28 | 15% | 523.57 | 1.75 | Square D | 100A-3P HD Fusible Sw 600V-N12K | E
H363 | Safety Switches | 308.88 | 15% | 355.21 | 1.25 | Square D | 100A-2P HD Fusible Sw 600V-N1 | E
H362WC | Safety Switches | 771.3 | 15% | 887 | 1 | Square D | 60A-3P Fusible Recpt Sw-N1 | E
H362RB | Safety Switches | 305.95 | 15% | 351.84 | 0.875 | Square D | 60A-2P HD Fusible Sw 600V-N3R | E
H362NRB | Safety Switches | 328.86 | 15% | 378.19 | 1.375 | Square D | 60A-3P S/N HD Fusible Sw 600V-N3R | E
H362N | Safety Switches | 170.4 | 15% | 195.96 | 1.375 | Square D | 60A-3P S/N HD Fusible Sw 600V-N1 | E
H362DX | Safety Switches | 1387.8 | 15% | 1595.97 | 1.5 | Square D | 60A-3P HD Fused Sw 600V-N4X Krydon | E
H362DSWC | Safety Switches | 2324.7 | 15% | 2673.41 | 1.75 | Square D | 60A-3P Fusible Recpt Sw-N4/4X/5 | E
H362DS | Safety Switches | 776.76 | 15% | 893.27 | 1.5 | Square D | 60A-2P HD Fusible Sw 600V-N4/4X/5 | E
H362DF | Safety Switches | 1190.4 | 15% | 1368.96 | 1.5 | Square D | 60A-3P HD Fusible Sw 600V-N4X Poly | E
H362AWK | Safety Switches | 314.88 | 15% | 362.11 | 1.75 | Square D | 60A-2P HD Fusible Sw 600V-N12 | E
H362AWC | Safety Switches | 853.8 | 15% | 981.87 | 1 | Square D | 60A-3P Fusible Recpt Sw-N12 | E
H362A | Safety Switches | 293.16 | 15% | 337.13 | 1.125 | Square D | 60A-3P HD Fusible Sw 600V-N12K | E
H362 | Safety Switches | 165.88 | 15% | 190.76 | 0.875 | Square D | 60A-2P HD Fusible Sw 600V-N1 | E
H361WC | Safety Switches | 641.7 | 15% | 737.96 | 1 | Square D | 30A-3P Fusible Recpt Sw-N1 | E
H361RB | Safety Switches | 260.71 | 15% | 299.82 | 0.875 | Square D | 30A-2P HD Fusible Sw 600V-N3R | E
H361NRB | Safety Switches | 256.36 | 15% | 294.81 | 1.375 | Square D | 30A-3P S/N HD Fusible Sw 600V-N3R | E
H361N | Safety Switches | 148.08 | 15% | 170.29 | 1.375 | Square D | 30A-3P S/N HD Fusible Sw 600V-N1 | E
H361DX | Safety Switches | 1248.3 | 15% | 1435.55 | 1.5 | Square D | 30A-3P HD Fused Sw 600V-N4X Krydon | E
H361DSWC | Safety Switches | 1913.1 | 15% | 2200.07 | 1.75 | Square D | 30A-3P Fusible Recpt Sw-N4/4X/5 | E
H361DS | Safety Switches | 705.6 | 15% | 811.44 | 1.5 | Square D | 30A-2P HD Fusible Sw 600V-N4/4X/5 | E
H361DF | Safety Switches | 1071 | 15% | 1231.65 | 1.5 | Square D | 30A-3P HD Fusible Sw 600V-N4X Poly | E
H361AWK | Safety Switches | 305.92 | 15% | 351.81 | 1.75 | Square D | 30A-2P HD Fusible Sw 600V-N12 | E
H361AWC | Safety Switches | 706.5 | 15% | 812.48 | 1 | Square D | 30A-3P Fusible Recpt Sw-N12 | E
H361A | Safety Switches | 283.92 | 15% | 326.51 | 1.125 | Square D | 30A-3P HD Fusible Sw 600V-N12K | E
H361 | Safety Switches | 137.28 | 15% | 157.87 | 0.875 | Square D | 30A-2P HD Fusible Sw 600V-N1 | E
H350 | Safety Switches | 31.02 | 15% | 35.67 | 0.8125 | Square D | 3-1/2" Enclosure Hub-N4/4X/5 | E
H328R | Safety Switches | 4682 | 15% | 5384.3 | 14.25 | Square D | 1200A-3P HD Fusible Sw 240V-N3R | E
H328NR | Safety Switches | 4927.25 | 15% | 5666.34 | 18 | Square D | 1200A-3P S/N HD Fusible Sw 240V-N3R | E
H328NAWK | Safety Switches | 5804.35 | 15% | 6675 | 22.5 | Square D | 1200A-3P S/N HD Fusible Sw 240V-N12 | E
H328N | Safety Switches | 4150.09 | 15% | 4772.6 | 18 | Square D | 1200A-3P S/N HD Fusible Sw 240V-N1 | E
H328AWK | Safety Switches | 5060.5 | 15% | 5819.58 | 18.75 | Square D | 1200A-3P HD Fusible Sw 240V-N12 | E
H328 | Safety Switches | 4180.89 | 15% | 4808.02 | 14.25 | Square D | 1200A-3P HD Fusible Sw 240V-N1 | E
H327R | Safety Switches | 3893.13 | 15% | 4477.1 | 10.5 | Square D | 800A-3P HD Fusible Sw 240V-N3R | E
H327NR | Safety Switches | 3890.75 | 15% | 4474.36 | 13 | Square D | 800A-3P S/N HD Fusible Sw 240V-N3R | E
H327NAWK | Safety Switches | 4604.91 | 15% | 5295.65 | 16 | Square D | 800A-3P S/N HD Fusible Sw 240V-N12 | E
H327N | Safety Switches | 3301.55 | 15% | 3796.78 | 13 | Square D | 800A-3P S/N HD Fusible Sw 240V-N1 | E
H327AWK | Safety Switches | 4213.12 | 15% | 4845.09 | 13.5 | Square D | 800A-3P HD Fusible Sw 240V-N12 | E
H327 | Safety Switches | 3301.55 | 15% | 3796.78 | 10.5 | Square D | 800A-3P HD Fusible Sw 240V-N1 | E
H326R | Safety Switches | 2237.22 | 15% | 2572.8 | 8 | Square D | 600A-3P HD Fusible Sw 240V-N3R | E
H326NR | Safety Switches | 2500.38 | 15% | 2875.44 | 10.5 | Square D | 600A-3P S/N HD Fusible Sw 240V-N3R | E
H326NDS | Safety Switches | 6745.29 | 15% | 7757.08 | 12.25 | Square D | 600A-3P S/N HD Fused Sw 240V-N4/4X | E
H326NAWK | Safety Switches | 2249.53 | 15% | 2586.96 | 14.75 | Square D | 600A-3P S/N HD Fusible Sw 240V-N12 | E
H326N | Safety Switches | 1575.74 | 15% | 1812.1 | 10.5 | Square D | 600A-3P S/N HD Fusible Sw 240V-N1 | E
H326DS | Safety Switches | 6633.69 | 15% | 7628.74 | 12.25 | Square D | 600A-3P HD Fusible Sw 240V-N4/4X/5 | E
H326AWK | Safety Switches | 2135.85 | 15% | 2456.23 | 12.25 | Square D | 600A-3P HD Fusible Sw 240V-N12 | E
H326 | Safety Switches | 1489.62 | 15% | 1713.06 | 8 | Square D | 600A-3P HD Fusible Sw 240V-N1 | E
H325R | Safety Switches | 1176.39 | 15% | 1352.85 | 5.5 | Square D | 400A-3P HD Fusible Sw 240V-N3R | E
H325NR | Safety Switches | 1243.2 | 15% | 1429.68 | 6.75 | Square D | 400A-3P S/N HD Fusible Sw 240V-N3R | E
H325NDS | Safety Switches | 4749.51 | 15% | 5461.94 | 7 | Square D | 400A-3P S/N HD Fused Sw 240V-N4/4X | E
H325NAWK | Safety Switches | 1344.15 | 15% | 1545.77 | 8.25 | Square D | 400A-3P S/N HD Fusible Sw 240V-N12 | E
H325N | Safety Switches | 772.86 | 15% | 888.79 | 6.75 | Square D | 400A-3P S/N HD Fusible Sw 240V-N1 | E
H325DS | Safety Switches | 4637.91 | 15% | 5333.6 | 7 | Square D | 400A-3P HD Fusible Sw 240V-N4/4X/5 | E
H325AWK | Safety Switches | 1233.37 | 15% | 1418.38 | 7 | Square D | 400A-3P HD Fusible Sw 240V-N12 | E
H325 | Safety Switches | 686.75 | 15% | 789.76 | 5.5 | Square D | 400A-3P HD Fusible Sw 240V-N1 | E
H324NRB | Safety Switches | 506.92 | 15% | 582.96 | 2.5 | Square D | 200A-3P HD Fusible Sw 240V-N3R | E
H324N | Safety Switches | 349.89 | 15% | 402.37 | 2.5 | Square D | 200A-3P HD Fusible Sw 240V-N1 | E
H324DS | Safety Switches | 2314.13 | 15% | 2661.25 | 3.5 | Square D | 200A-3P HD Fusible Sw 240V-N4/4X/5 | E
H324AWK | Safety Switches | 558.54 | 15% | 642.32 | 3.5 | Square D | 200A-3P HD Fusible Sw 240V-N12 | E
H324A | Safety Switches | 550.8 | 15% | 633.42 | 2.375 | Square D | 200A-3P HD Fusible Sw 240V-N12K | E
H323NRB | Safety Switches | 370.62 | 15% | 426.21 | 1.75 | Square D | 100A-3P HD Fusible Sw 240V-N3R | E
H323N | Safety Switches | 203.06 | 15% | 233.52 | 1.75 | Square D | 100A-3P HD Fusible Sw 240V-N1 | E
H323DS | Safety Switches | 1577.07 | 15% | 1813.63 | 2.5 | Square D | 100A-3P HD Fusible Sw 240V-N4/4X/5 | E
H323AWK | Safety Switches | 385.99 | 15% | 443.89 | 3 | Square D | 100A-3P HD Fusible Sw 240V-N12 | E
H323A | Safety Switches | 381.24 | 15% | 438.43 | 1.75 | Square D | 100A-3P HD Fusible Sw 240V-N12K | E
H322NRB | Safety Switches | 258.39 | 15% | 297.15 | 1.125 | Square D | 60A-3P HD Fusible Sw 240V-N3R | E
H322N | Safety Switches | 130 | 15% | 149.5 | 1.125 | Square D | 60A-3P HD Fusible Sw 240V-N1 | E
H322DS | Safety Switches | 708.96 | 15% | 815.3 | 1.75 | Square D | 60A-3P HD Fusible Sw 240V-N4/4X/5 | E
H322AWK | Safety Switches | 250.56 | 15% | 288.14 | 2 | Square D | 60A-3P HD Fusible Sw 240V-N12 | E
H322A | Safety Switches | 246.78 | 15% | 283.8 | 1.125 | Square D | 60A-3P HD Fusible Sw 240V-N12K | E
H321NRB | Safety Switches | 160.95 | 15% | 185.09 | 1.125 | Square D | 30A-3P HD Fusible Sw 240V-N3R | E
H321N | Safety Switches | 77.35 | 15% | 88.95 | 1.125 | Square D | 30A-3P HD Fusible Sw 240V-N1 | E
H321DS | Safety Switches | 573.72 | 15% | 659.78 | 1.75 | Square D | 30A-3P HD Fusible Sw 240V-N4/4X/5 | E
H321AWK | Safety Switches | 172.53 | 15% | 198.41 | 2 | Square D | 30A-3P HD Fusible Sw 240V-N12 | E
H321A | Safety Switches | 172.53 | 15% | 198.41 | 1.125 | Square D | 30A-3P HD Fusible Sw 240V-N12K | E
H300 | Safety Switches | 19.47 | 15% | 22.39 | 0.75 | Square D | 3" Enclosure Hub-N4/4X/5 | E
H268R | Safety Switches | 4497.75 | 15% | 5172.41 | 10.5 | Square D | 1200A-2P HD Fusible Sw 600V-N3R | E
H268AWK | Safety Switches | 5774.08 | 15% | 6640.19 | 15 | Square D | 1200A-2P HD Fusible Sw 600V-N12 | E
H268 | Safety Switches | 3496.8 | 15% | 4021.32 | 10.5 | Square D | 1200A-2P HD Fusible Sw 600V-N1 | E
H267R | Safety Switches | 4096.25 | 15% | 4710.69 | 8 | Square D | 800A-2P HD Fusible Sw 600V-N3R | E
H267AWK | Safety Switches | 4888.32 | 15% | 5621.57 | 11 | Square D | 800A-2P HD Fusible Sw 600V-N12 | E
H267 | Safety Switches | 2487.6 | 15% | 2860.74 | 8 | Square D | 800A-2P HD Fusible Sw 600V-N1 | E
H266R | Safety Switches | 2350.92 | 15% | 2703.56 | 6.75 | Square D | 600A-2P HD Fusible Sw 600V-N3R | E
H266DS | Safety Switches | 5356.93 | 15% | 6160.47 | 9.75 | Square D | 600A-2P HD Fusible Sw 600V-N4/4X/5 | E
H266AWK | Safety Switches | 2349.12 | 15% | 2701.49 | 9.75 | Square D | 600A-2P HD Fusible Sw 600V-N12 | E
H266 | Safety Switches | 1596.72 | 15% | 1836.23 | 6.75 | Square D | 600A-2P HD Fusible Sw 600V-N1 | E
H265R | Safety Switches | 1301.76 | 15% | 1497.02 | 4.25 | Square D | 400A-2P HD Fusible Sw 600V-N3R | E
H265DS | Safety Switches | 4240.9 | 15% | 4877.04 | 5.75 | Square D | 400A-2P HD Fusible Sw 600V-N4/4X/5 | E
H265AWK | Safety Switches | 1608 | 15% | 1849.2 | 5.75 | Square D | 400A-2P HD Fusible Sw 600V-N12 | E
H265 | Safety Switches | 1009.44 | 15% | 1160.86 | 4.25 | Square D | 400A-2P HD Fusible Sw 600V-N1 | E
H250 | Safety Switches | 15.18 | 15% | 17.46 | 0.625 | Square D | 2-1/2" Enclosure Hub-N4/4X/5 | E
H228R | Safety Switches | 4166.25 | 15% | 4791.19 | 10.5 | Square D | 1200A-2P HD Fusible Sw 240V-N3R | E
H228NR | Safety Switches | 4166.25 | 15% | 4791.19 | 14.25 | Square D | 1200A-2P S/N HD Fusible Sw 240V-N3R | E
H228NAWK | Safety Switches | 4902.65 | 15% | 5638.05 | 18.75 | Square D | 1200A-2P S/N HD Fusible Sw 240V-N12 | E
H228N | Safety Switches | 3080.65 | 15% | 3542.75 | 14.25 | Square D | 1200A-2P S/N HD Fusible Sw 240V-N1 | E
H228AWK | Safety Switches | 4586.35 | 15% | 5274.3 | 15 | Square D | 1200A-2P HD Fusible Sw 240V-N12 | E
H228 | Safety Switches | 3457.87 | 15% | 3976.55 | 10.5 | Square D | 1200A-2P HD Fusible Sw 240V-N1 | E
H227R | Safety Switches | 3054 | 15% | 3512.1 | 8 | Square D | 800A-2P HD Fusible Sw 240V-N3R | E
H227NR | Safety Switches | 3054 | 15% | 3512.1 | 10.5 | Square D | 800A-2P S/N HD Fusible Sw 240V-N3R | E
H227NAWK | Safety Switches | 3200.75 | 15% | 3680.86 | 13.5 | Square D | 800A-2P S/N HD Fusible Sw 240V-N12 | E
H227N | Safety Switches | 2501.17 | 15% | 2876.35 | 10.5 | Square D | 800A-2P S/N HD Fusible Sw 240V-N1 | E
H227AWK | Safety Switches | 2994.25 | 15% | 3443.39 | 11 | Square D | 800A-2P HD Fusible Sw 240V-N12 | E
H227 | Safety Switches | 2626.23 | 15% | 3020.16 | 8 | Square D | 800A-2P HD Fusible Sw 240V-N1 | E
H226R | Safety Switches | 1919.25 | 15% | 2207.14 | 6.75 | Square D | 600A-2P HD Fusible Sw 240V-N3R | E
H226NR | Safety Switches | 1919.25 | 15% | 2207.14 | 8 | Square D | 600A-2P S/N HD Fusible Sw 240V-N3R | E
H226NDS | Safety Switches | 7345.8 | 15% | 8447.67 | 12.25 | Square D | 600A-2P S/N HD Fused Sw 240V-N4/4X | E
H226NAWK | Safety Switches | 2028.33 | 15% | 2332.58 | 12.25 | Square D | 600A-2P S/N HD Fusible Sw 240V-N12 | E
H226N | Safety Switches | 1429.24 | 15% | 1643.63 | 8 | Square D | 600A-2P S/N HD Fusible Sw 240V-N1 | E
H226DS | Safety Switches | 5504.58 | 15% | 6330.27 | 9.75 | Square D | 600A-2P HD Fusible Sw 240V-N4/4X/5 | E
H226AWK | Safety Switches | 2028.33 | 15% | 2332.58 | 9.75 | Square D | 600A-2P HD Fusible Sw 240V-N12 | E
H226 | Safety Switches | 1500.7 | 15% | 1725.81 | 6.75 | Square D | 600A-2P HD Fusible Sw 240V-N1 | E
H225XKA | Safety Switches | 1916.1 | 15% | 2203.52 | 3.5 | Square D | 225A-3P HD Non-Fused Sw 600V-N7/9 | E
H225R | Safety Switches | 1061.25 | 15% | 1220.44 | 4.25 | Square D | 400A-2P HD Fusible Sw 240V-N3R | E
H225NR | Safety Switches | 1061.25 | 15% | 1220.44 | 5.5 | Square D | 400A-2P S/N HD Fusible Sw 240V-N3R | E
H225NDS | Safety Switches | 3837.46 | 15% | 4413.08 | 7 | Square D | 400A-2P S/N HD Fused Sw 240V-N4/4X | E
H225NAWK | Safety Switches | 1290.53 | 15% | 1484.11 | 7 | Square D | 400A-2P S/N HD Fusible Sw 240V-N12 | E
H225N | Safety Switches | 714.62 | 15% | 821.81 | 5.5 | Square D | 400A-2P S/N HD Fusible Sw 240V-N1 | E
H225DS | Safety Switches | 3837.46 | 15% | 4413.08 | 5.75 | Square D | 400A-2P HD Fusible Sw 240V-N4/4X/5 | E
H225AWK | Safety Switches | 1290.53 | 15% | 1484.11 | 5.75 | Square D | 400A-2P HD Fusible Sw 240V-N12 | E
H225 | Safety Switches | 750.35 | 15% | 862.9 | 4.25 | Square D | 400A-2P HD Fusible Sw 240V-N1 | E
H224NRB | Safety Switches | 457.39 | 15% | 526 | 1.75 | Square D | 200A-2P HD Fusible Sw 240V-N3R | E
H224N | Safety Switches | 373.35 | 15% | 429.35 | 1.75 | Square D | 200A-2P HD Fusible Sw 240V-N1 | E
H224DS | Safety Switches | 1948.8 | 15% | 2241.12 | 2.75 | Square D | 200A-2P HD Fusible Sw 240V-N4/4X/5 | E
H224AWK | Safety Switches | 509.33 | 15% | 585.73 | 3 | Square D | 200A-2P HD Fusible Sw 240V-N12 | E
H224A | Safety Switches | 451.62 | 15% | 519.36 | 1.75 | Square D | 200A-2P HD Fusible Sw 240V-N12K | E
H223NRB | Safety Switches | 304.08 | 15% | 349.69 | 1.25 | Square D | 100A-2P HD Fusible Sw 240V-N3R | E
H223N | Safety Switches | 221.8 | 15% | 255.07 | 1.25 | Square D | 100A-2P HD Fusible Sw 240V-N1 | E
H223DS | Safety Switches | 1426.32 | 15% | 1640.27 | 2 | Square D | 100A-2P HD Fusible Sw 240V-N4/4X/5 | E
H223AWK | Safety Switches | 293.88 | 15% | 337.96 | 2.25 | Square D | 100A-2P HD Fusible Sw 240V-N12 | E
H223A | Safety Switches | 262.08 | 15% | 301.39 | 1.25 | Square D | 100A-2P HD Fusible Sw 240V-N12K | E
H222NRB | Safety Switches | 218.92 | 15% | 251.76 | 0.875 | Square D | 60A-2P HD Fusible Sw 240V-N3R | E
H222N | Safety Switches | 147.37 | 15% | 169.48 | 0.625 | Square D | 60A-2P HD Fusible Sw 240V-N1 | E
H222DS | Safety Switches | 701.1 | 15% | 806.27 | 1.5 | Square D | 60A-2P HD Fusible Sw 240V-N4/4X/5 | E
H222AWK | Safety Switches | 200.57 | 15% | 230.66 | 1.75 | Square D | 60A-2P HD Fusible Sw 240V-N12 | E
H221NRB | Safety Switches | 129.63 | 15% | 149.07 | 0.875 | Square D | 30A-2P HD Fusible Sw 240V-N3R | E
H221N | Safety Switches | 68.44 | 15% | 78.71 | 0.625 | Square D | 30A-2P HD Fusible Sw 240V-N1 | E
H221DS | Safety Switches | 564.63 | 15% | 649.32 | 1.5 | Square D | 30A-2P HD Fusible Sw 240V-N4/4X/5 | E
H221AWK | Safety Switches | 146.63 | 15% | 168.62 | 1.75 | Square D | 30A-2P HD Fusible Sw 240V-N12 | E
H221A | Safety Switches | 131.04 | 15% | 150.7 | 0.875 | Square D | 30A-2P HD Fusible Sw 240V-N12K | E
H200 | Safety Switches | 13.2 | 15% | 15.18 | 0.5625 | Square D | 2" Enclosure Hub-N4/4X/5 | E
H150 | Safety Switches | 9.13 | 15% | 10.5 | 0.5 | Square D | 1-1/2" Enclosure Hub-N4/4X/5 | E
H125 | Safety Switches | 5.94 | 15% | 6.83 | 0.4375 | Square D | 1-1/4" Enclosure Hub-N4/4X/5 | E
H100XFA | Safety Switches | 913.5 | 15% | 1050.53 | 3 | Square D | 100A-3P HD Non-Fused Sw 600V-N7/9 | E
H100 | Safety Switches | 5.18 | 15% | 5.96 | 0.375 | Square D | 1" Enclosure Hub-N4/4X/5 | E
H075 | Safety Switches | 4.95 | 15% | 5.69 | 0.3125 | Square D | 3/4" Enclosure Hub-N4/4X/5 | E
H050 | Safety Switches | 3.42 | 15% | 3.93 | 0.25 | Square D | 1/2" Enclosure Hub-N4/4X/5 | E
DU326 | Safety Switches | 1149.72 | 15% | 1322.18 | 9.25 | Square D | 600A-3P GD Non-Fused Sw 240V-N1 | E
DU325 | Safety Switches | 607.16 | 15% | 698.23 | 5.5 | Square D | 400A-3P GD Non-Fused Sw 240V-N1 | E
DU324RB | Safety Switches | 403.56 | 15% | 464.09 | 2.5 | Square D | 200A-3P GD Non-Fused Sw 240V-N3R | E
DU324 | Safety Switches | 207.9 | 15% | 239.09 | 2.5 | Square D | 200A-3P GD Non-Fused Sw 240V-N1 | E
DU323RB | Safety Switches | 228.41 | 15% | 262.67 | 1.75 | Square D | 100A-3P GD Non-Fused Sw 240V-N3R | E
DU323 | Safety Switches | 104.76 | 15% | 120.47 | 1.75 | Square D | 100A-3P GD Non-Fused Sw 240V-N1 | E
DU322RB | Safety Switches | 136.81 | 15% | 157.33 | 1.125 | Square D | 60A-3P GD Non-Fused Sw 240V-N3R | E
DU322 | Safety Switches | 63.44 | 15% | 72.96 | 1.125 | Square D | 60A-3P GD Non-Fused Sw 240V-N1 | E
DU321RB | Safety Switches | 68.55 | 15% | 78.83 | 1.125 | Square D | 30A-3P GD Non-Fused Sw 240V-N3R | E
DU321 | Safety Switches | 37.2 | 15% | 42.78 | 1.125 | Square D | 30A-3P GD Non-Fused Sw 240V-N1 | E
DU222RB | Safety Switches | 88.99 | 15% | 102.34 | 0.875 | Square D | 60A-2P GD Non-Fused Sw 240V-N3R | E
DU221RB | Safety Switches | 62.16 | 15% | 71.48 | 0.875 | Square D | 30A-2P GD Non-Fused Sw 240V-N3R | E
DTU466R | Safety Switches | 7042.5 | 15% | 8098.88 | 15.5 | Square D | 600A 4PDT Non-Fused Sw 600V-N3R | E
DTU466 | Safety Switches | 6106.5 | 15% | 7022.48 | 15.5 | Square D | 600A 4PDT Non-Fused Sw 600V-N1 | E
DTU463DS | Safety Switches | 2993.4 | 15% | 3442.41 | 4.75 | Square D | 100A 4PDT Non-Fused Sw 600V-N4/4X | E
DTU463AWK | Safety Switches | 1836.9 | 15% | 2112.44 | 3.25 | Square D | 100A 4PDT Non-Fused Sw 600V-N3R | E
DTU463 | Safety Switches | 1155.3 | 15% | 1328.6 | 3.25 | Square D | 100A 4PDT Non-Fused Sw 600V-N1 | E
DTU462DS | Safety Switches | 2004.9 | 15% | 2305.64 | 4.25 | Square D | 60A 4PDT Non-Fused Sw 600V-N4/4X | E
DTU462AWK | Safety Switches | 1255.2 | 15% | 1443.48 | 2 | Square D | 60A 4PDT Non-Fused Sw 600V-N3R | E
DTU462 | Safety Switches | 910.5 | 15% | 1047.08 | 2 | Square D | 60A 4PDT Non-Fused Sw 600V-N1 | E
DTU426R | Safety Switches | 6178.5 | 15% | 7105.28 | 11.75 | Square D | 600A 3PDT Non-Fused Sw 240V-N3R | E
DTU426 | Safety Switches | 6106.5 | 15% | 7022.48 | 15.5 | Square D | 600A 4PDT Non-Fused Sw 240V-N1 | E
DTU366R | Safety Switches | 5940 | 15% | 6831 | 11.75 | Square D | 600A 3PDT Non-Fused Sw 600V-N3R | E
DTU366AWK | Safety Switches | 6502.5 | 15% | 7477.88 | 11.75 | Square D | 600A 3PDT Non-Fused Sw 600V-N12 | E
DTU366 | Safety Switches | 4167 | 15% | 4792.05 | 11.75 | Square D | 600A 3PDT Non-Fused Sw 600V-N1 | E
DTU363RB | Safety Switches | 1027.5 | 15% | 1181.63 | 2.5 | Square D | 100A 3PDT Non-Fused Sw 600V-N3R | E
DTU363DS | Safety Switches | 2824.2 | 15% | 3247.83 | 4.75 | Square D | 100A 3PDT Non-Fused Sw 600V-N4/4X | E
DTU363AWK | Safety Switches | 1168.2 | 15% | 1343.43 | 2.5 | Square D | 100A 3PDT Non-Fused Sw 600V-N12 | E
DTU363 | Safety Switches | 610.8 | 15% | 702.42 | 2.5 | Square D | 100A 3PDT Non-Fused Sw 600V-N1 | E
DTU362RB | Safety Switches | 613.5 | 15% | 705.53 | 1.5 | Square D | 60A 3PDT Non-Fused Sw 600V-N3R | E
DTU362DS | Safety Switches | 1891.8 | 15% | 2175.57 | 4.5 | Square D | 60A 3PDT Non-Fused Sw 600V-N4/4X | E
DTU362AWK | Safety Switches | 1090.5 | 15% | 1254.08 | 1.5 | Square D | 60A 3PDT Non-Fused Sw 600V-N12 | E
DTU362 | Safety Switches | 376.2 | 15% | 432.63 | 1.5 | Square D | 60A 3PDT Non-Fused Sw 600V-N1 | E
DTU326 | Safety Switches | 3766.5 | 15% | 4331.48 | 11.75 | Square D | 600A 3PDT Non-Fused Sw 240V-N1 | E
DTU324NRB | Safety Switches | 901.5 | 15% | 1036.73 | 3.625 | Square D | 200A 3PDT Non-Fused Sw 240V-N3R | E
DTU323RB | Safety Switches | 600.9 | 15% | 691.04 | 2.5 | Square D | 100A 3PDT Non-Fused Sw 240V-N3R | E
DTU323 | Safety Switches | 529.2 | 15% | 608.58 | 2.5 | Square D | 100A 3PDT Non-Fused Sw 240V-N1 | E
DTU322 | Safety Switches | 335.7 | 15% | 386.06 | 1.5 | Square D | 60A 3PDT Non-Fused Sw 240V-N1 | E
DTU224NRB | Safety Switches | 653.1 | 15% | 751.07 | 2.5 | Square D | 200A 2PDT Non-Fused Sw 240V-N3R | E
DTU223RB | Safety Switches | 404.1 | 15% | 464.72 | 1.75 | Square D | 100A 2PDT Non-Fused Sw 240V-N3R | E
DTU223 | Safety Switches | 411.3 | 15% | 473 | 1.75 | Square D | 100A DPDT Non-Fused Sw 240V-N1 | E
DTU222 | Safety Switches | 297.6 | 15% | 342.24 | 1.25 | Square D | 60A DPDT Non-Fused Sw 240V-N1 | E
D326NR | Safety Switches | 1782.86 | 15% | 2050.29 | 9.25 | Square D | 600A-3P S/N GD Fusible Sw 240V-N3R | E
D326N | Safety Switches | 1582.71 | 15% | 1820.12 | 9.25 | Square D | 600A-3P S/N GD Fusible Sw 240V-N1 | E
D325NR | Safety Switches | 827.19 | 15% | 951.27 | 5.5 | Square D | 400A-3P S/N GD Fusible Sw 240V-N3R | E
D325N | Safety Switches | 865.78 | 15% | 995.65 | 5.5 | Square D | 400A-3P S/N GD Fusible Sw 240V-N1 | E
D324NRB | Safety Switches | 220.35 | 15% | 253.4 | 2.5 | Square D | 200-3P S/N GD Fusible Sw 240V-N3R | E
D324N | Safety Switches | 283.34 | 15% | 325.84 | 2.5 | Square D | 200A-3P S/N GD Fusible Sw 240V-N1 | E
D323NRB | Safety Switches | 183.74 | 15% | 211.3 | 1.75 | Square D | 100-3P S/N GD Fusible Sw 240V-N3R | E
D323N | Safety Switches | 127.69 | 15% | 146.84 | 1.75 | Square D | 100A-3P S/N GD Fusible Sw 240V-N1 | E
D322NRB | Safety Switches | 94.49 | 15% | 108.66 | 1.125 | Square D | 60A-3P S/N GD Fusible Sw 240V-N3R | E
D322N | Safety Switches | 76.48 | 15% | 87.95 | 1.125 | Square D | 60A-3P S/N GD Fusible Sw 240V-N1 | E
D321NRB | Safety Switches | 65.23 | 15% | 75.01 | 1.125 | Square D | 30A-3P S/N GD Fusible Sw 240V-N3R | E
D321N | Safety Switches | 60.16 | 15% | 69.18 | 1.125 | Square D | 30A-3P S/N GD Fusible Sw 240V-N1 | E
D226NR | Safety Switches | 1470.25 | 15% | 1690.79 | 6.75 | Square D | 600A-2P S/N GD Fusible Sw 240V-N3R | E
D226N | Safety Switches | 1463.91 | 15% | 1683.5 | 6.75 | Square D | 600A-2P S/N GD Fusible Sw 240V-N1 | E
D225NR | Safety Switches | 808.64 | 15% | 929.94 | 4.25 | Square D | 400A-2P S/N GD Fusible Sw 240V-N3R | E
D225N | Safety Switches | 773.68 | 15% | 889.73 | 4.25 | Square D | 400A-2P S/N GD Fusible Sw 240V-N1 | E
D224NRB | Safety Switches | 186.95 | 15% | 214.99 | 1.75 | Square D | 200A-2P S/N GD Fusible Sw 240V-N3R | E
D224N | Safety Switches | 198 | 15% | 227.7 | 1.75 | Square D | 200A-2P S/N GD Fusible Sw 240V-N1 | E
D223NRB | Safety Switches | 114.7 | 15% | 131.91 | 1.25 | Square D | 100A-2P S/N GD Fusible Sw 240V-N3R | E
D223N | Safety Switches | 100.37 | 15% | 115.43 | 1.25 | Square D | 100A-2P S/N GD Fusible Sw 240V-N1 | E
D222NRB | Safety Switches | 78.73 | 15% | 90.54 | 0.875 | Square D | 60A-2P S/N GD Fusible Sw 240V-N3R | E
D222N | Safety Switches | 64.16 | 15% | 73.78 | 0.875 | Square D | 60A-2P S/N GD Fusible Sw 240V-N1 | E
D221NRB | Safety Switches | 42.76 | 15% | 49.17 | 0.875 | Square D | 30A-2P S/N GD Fusible Sw 240V-N3R | E
D221N | Safety Switches | 35.38 | 15% | 40.69 | 0.875 | Square D | 30A-2P S/N GD Fusible Sw 240V-N1 | E
BCAP | Safety Switches | 1.14 | 15% | 1.31 | 0.125 | Square D | Enclosure Closing Cap-N3R | E
BC200 | Safety Switches | 5.66 | 15% | 6.51 | 0.5 | Square D | Enclosure Box Coupling-N3R | E
B400 | Safety Switches | 40.48 | 15% | 46.55 | 0.875 | Square D | 4" Enclosure Hub-N3R | E
B350 | Safety Switches | 33 | 15% | 37.95 | 0.8125 | Square D | 3-1/2" Enclosure Hub-N3R | E
B300 | Safety Switches | 20.46 | 15% | 23.53 | 0.75 | Square D | 3" Enclosure Hub-N3R | E
B250 | Safety Switches | 11.22 | 15% | 12.9 | 0.625 | Square D | 2-1/2" Enclosure Hub-N3R | E
B200 | Safety Switches | 6.71 | 15% | 7.72 | 0.5625 | Square D | 2" Enclosure Hub-N3R | E
B150 | Safety Switches | 3.66 | 15% | 4.21 | 0.5 | Square D | 1-1/2" Enclosure Hub-N3R | E
B125 | Safety Switches | 3.66 | 15% | 4.21 | 0.4375 | Square D | 1-1-4" Enclosure Hub-N3R | E
B100 | Safety Switches | 3.66 | 15% | 4.21 | 0.375 | Square D | 1" Enclosure Hub-N3R | E
B075 | Safety Switches | 3.66 | 15% | 4.21 | 0.3125 | Square D | 3/4" Enclosure Hub-N3R | E
APJ6485 | Safety Switches | 408.85 | 15% | 470.18 | 0.5 | Crouse-Hinds | 60A Receptacle Switch Plug | E
APJ3485 | Safety Switches | 296.4 | 15% | 340.86 | 0.5 | Crouse-Hinds | 30A Receptacle Switch Plug | E
APJ10487 | Safety Switches | 618.8 | 15% | 711.62 | 0.75 | Crouse-Hinds | 100A Receptacle Switch Plug | E
92453RB | Safety Switches | 740.37 | 15% | 851.43 | 3.25 | Square D | 100A 4PDT Non-Fused Sw 240V-N3R | E
92453 | Safety Switches | 441.37 | 15% | 507.58 | 3.25 | Square D | 100A 4PDT Non-Fused Sw 240V-N1 | E
92452RB | Safety Switches | 517.73 | 15% | 595.39 | 2 | Square D | 60A 4PDT Non-Fused Sw 240V-N3R | E
92452 | Safety Switches | 216.43 | 15% | 248.89 | 2 | Square D | 60A 4PDT Non-Fused Sw 240V-N1 | E
92451RB | Safety Switches | 423.43 | 15% | 486.94 | 2 | Square D | 30A 4PDT Non-Fused Sw 240V-N3R | E
92451 | Safety Switches | 285.9 | 15% | 328.79 | 2 | Square D | 30A 4PDT Non-Fused Sw 240V-N1 | E
92356R | Safety Switches | 2615.32 | 15% | 3007.62 | 8 | Square D | 600A 2PDT Non-Fused Sw 240V-N3R | E
92356 | Safety Switches | 1519.15 | 15% | 1747.02 | 8 | Square D | 600A DPDT Non-Fused Sw 240V-N1 | E
92351 | Safety Switches | 206.1 | 15% | 237.02 | 1.5 | Square D | 30A 3PDT Non-Fused Sw 240V-N1 | E
92346R | Safety Switches | 3856.14 | 15% | 4434.56 | 8 | Square D | 600A DPDT Non-Fused Sw 600V-N3R | E
92346 | Safety Switches | 2689.53 | 15% | 3092.96 | 8 | Square D | 600A DPDT Non-Fused Sw 600V-N1 | E
92345R | Safety Switches | 2945.57 | 15% | 3387.41 | 5.5 | Square D | 400A DPDT Non-Fused Sw 600V-N3R | E
92345 | Safety Switches | 1841.12 | 15% | 2117.29 | 5.5 | Square D | 400A DPDT Non-Fused Sw 600V-N1 | E
92251 | Safety Switches | 175.5 | 15% | 201.83 | 1.25 | Square D | 30A DPDT Non-Fused Sw 240V-N1 | E
82455R | Safety Switches | 4860 | 15% | 5589 | 6.875 | Square D | 400A 3PDT Non-Fused Sw 240V-N3R | E
82455 | Safety Switches | 3451.5 | 15% | 3969.23 | 9.25 | Square D | 400A 4PDT Non-Fused Sw 240V-N1 | E
82454R | Safety Switches | 1503.3 | 15% | 1728.8 | 4.75 | Square D | 200A 4PDT Non-Fused Sw 240V-N3R | E
82454 | Safety Switches | 1555.2 | 15% | 1788.48 | 4.75 | Square D | 200A 4PDT Non-Fused Sw 240V-N1 | E
82445R | Safety Switches | 5040 | 15% | 5796 | 9.25 | Square D | 400A 4PDT Non-Fused Sw 600V-N3R | E
82445 | Safety Switches | 3773.4 | 15% | 4339.41 | 9.25 | Square D | 400A 4PDT Non-Fused Sw 600V-N1 | E
82444R | Safety Switches | 2439 | 15% | 2804.85 | 4.75 | Square D | 200A 4PDT Non-Fused Sw 600V-N3R | E
82444DS | Safety Switches | 4531.5 | 15% | 5211.23 | 7.5 | Square D | 200A 4PDT Non-Fused Sw 600V-N4/4X | E
82444 | Safety Switches | 1842.9 | 15% | 2119.34 | 4.75 | Square D | 200A 4PDT Non-Fused Sw 600V-N1 | E
82355 | Safety Switches | 2412 | 15% | 2773.8 | 6.875 | Square D | 400A 3PDT Non-Fused Sw 240V-N1 | E
82354 | Safety Switches | 769.2 | 15% | 884.58 | 3.625 | Square D | 200A 3PDT Non-Fused Sw 240V-N1 | E
82345R | Safety Switches | 3942 | 15% | 4533.3 | 6.875 | Square D | 400A 3PDT Non-Fused Sw 600V-N3R | E
82345 | Safety Switches | 2463.9 | 15% | 2833.49 | 6.875 | Square D | 400A 3PDT Non-Fused Sw 600V-N1 | E
82344RB | Safety Switches | 1447.44 | 15% | 1664.56 | 2.5 | Square D | 200A DPDT Non-Fused Sw 600V-N3R | E
82344DS | Safety Switches | 3424.5 | 15% | 3938.18 | 5.75 | Square D | 200A DPDT Non-Fused Sw 600V-N4/4X | E
82344 | Safety Switches | 686.35 | 15% | 789.3 | 3 | Square D | 200A DPDT Non-Fused Sw 600V-N1 | E
82343RB | Safety Switches | 707.44 | 15% | 813.56 | 1.75 | Square D | 100A DPDT Non-Fused Sw 600V-N3R | E
82343DS | Safety Switches | 2689.65 | 15% | 3093.1 | 4 | Square D | 100A DPDT Non-Fused Sw 600V-N4/4X | E
82343 | Safety Switches | 426.24 | 15% | 490.18 | 1.25 | Square D | 100A DPDT Non-Fused Sw 600V-N1 | E
82342RB | Safety Switches | 445.85 | 15% | 512.73 | 1.25 | Square D | 60A DPDT Non-Fused Sw 600V-N3R | E
82342DS | Safety Switches | 1801.8 | 15% | 2072.07 | 3.25 | Square D | 60A DPDT Non-Fused Sw 600V-N4/4X | E
82342 | Safety Switches | 268.62 | 15% | 308.91 | 1.25 | Square D | 60A DPDT Non-Fused Sw 600V-N1 | E
82255R | Safety Switches | 2614.5 | 15% | 3006.68 | 5.5 | Square D | 400A 2PDT Non-Fused Sw 240V-N3R | E
82255 | Safety Switches | 1755 | 15% | 2018.25 | 5.5 | Square D | 400A DPDT Non-Fused Sw 240V-N1 | E
82254 | Safety Switches | 544.5 | 15% | 626.18 | 2.5 | Square D | 200A DPDT Non-Fused Sw 240V-N1 | E
78000004563 | Safety Switches | 10719.1 | 15% | 12326.97 | 54.75 | Generic | 4000A-3P4W Bolted Pressure Sw-N3R | E
78000004561 | Safety Switches | 8391.95 | 15% | 9650.74 | 43.5 | Generic | 3000A-3P4W Bolted Pressure Sw-N3R | E
78000004559 | Safety Switches | 6545.7 | 15% | 7527.56 | 38.5 | Generic | 2500A-3P4W Bolted Pressure Sw-N3R | E
78000004557 | Safety Switches | 5893.65 | 15% | 6777.7 | 31 | Generic | 2000A-3P4W Bolted Pressure Sw-N3R | E
78000004555 | Safety Switches | 5652.85 | 15% | 6500.78 | 26 | Generic | 1600A-3P4W Bolted Pressure Sw-N3R | E
78000004553 | Safety Switches | 5551 | 15% | 6383.65 | 21 | Generic | 1200A-3P4W Bolted Pressure Sw-N3R | E
78000004551 | Safety Switches | 4796.4 | 15% | 5515.86 | 15.5 | Generic | 800A-3P4W Bolted Pressure Sw-N3R | E
78000004549 | Safety Switches | 9110.85 | 15% | 10477.48 | 42.25 | Generic | 4000A-2P3W Bolted Pressure Sw-N3R | E
78000004545 | Safety Switches | 7133.35 | 15% | 8203.35 | 33.5 | Generic | 3000A-2P3W Bolted Pressure Sw-N3R | E
78000004539 | Safety Switches | 5563.95 | 15% | 6398.54 | 29.75 | Generic | 2500A-2P3W Bolted Pressure Sw-N3R | E
78000004537 | Safety Switches | 5009.55 | 15% | 5760.98 | 24.75 | Generic | 2000A-2P3W Bolted Pressure Sw-N3R | E
78000004533 | Safety Switches | 4804.8 | 15% | 5525.52 | 21 | Generic | 1600A-2P3W Bolted Pressure Sw-N3R | E
78000004531 | Safety Switches | 4718.35 | 15% | 5426.1 | 17.25 | Generic | 1200A-2P3W Bolted Pressure Sw-N3R | E
78000004529 | Safety Switches | 4076.8 | 15% | 4688.32 | 13 | Generic | 800A-2P3W Bolted Pressure Sw-N3R | E
78000004527 | Safety Switches | 9435.3 | 15% | 10850.6 | 54.75 | Generic | 4000A-3P4W Bolted Pressure Sw-N1 | E
78000004525 | Safety Switches | 7087.85 | 15% | 8151.03 | 43.5 | Generic | 3000A-3P4W Bolted Pressure Sw-N1 | E
78000004523 | Safety Switches | 5247.2 | 15% | 6034.28 | 38.5 | Generic | 2500A-3P4W Bolted Pressure Sw-N1 | E
78000004521 | Safety Switches | 4566.1 | 15% | 5251.02 | 31 | Generic | 2000A-3P4W Bolted Pressure Sw-N1 | E
78000004519 | Safety Switches | 4321.45 | 15% | 4969.67 | 26 | Generic | 1600A-3P4W Bolted Pressure Sw-N1 | E
78000004517 | Safety Switches | 4219.6 | 15% | 4852.54 | 21 | Generic | 1200A-3P4W Bolted Pressure Sw-N1 | E
78000004515 | Safety Switches | 3458.35 | 15% | 3977.1 | 15.5 | Generic | 800A-3P4W Bolted Pressure Sw-N1 | E
78000004513 | Safety Switches | 8019.9 | 15% | 9222.89 | 42.25 | Generic | 4000A-2P3W Bolted Pressure Sw-N1 | E
78000004511 | Safety Switches | 6024.55 | 15% | 6928.23 | 33.5 | Generic | 3000A-2P3W Bolted Pressure Sw-N1 | E
78000004509 | Safety Switches | 4439.05 | 15% | 5104.91 | 29.75 | Generic | 2500A-2P3W Bolted Pressure Sw-N1 | E
78000004507 | Safety Switches | 3881.5 | 15% | 4463.73 | 24.75 | Generic | 2000A-2P3W Bolted Pressure Sw-N1 | E
78000004505 | Safety Switches | 3673.25 | 15% | 4224.24 | 21 | Generic | 1600A-2P3W Bolted Pressure Sw-N1 | E
78000004503 | Safety Switches | 3586.8 | 15% | 4124.82 | 17.25 | Generic | 1200A-2P3W Bolted Pressure Sw-N1 | E
78000004501 | Safety Switches | 2939.65 | 15% | 3380.6 | 13 | Generic | 800A-2P3W Bolted Pressure Sw-N1 | E
98012058535 | SE Cable | 5.32 | 15% | 6.12 | 0.075 | Aluminum Wire | #4/0-4 SER Aluminum Cable 600V | M
98012058530 | SE Cable | 4.51 | 15% | 5.19 | 0.065 | Aluminum Wire | #3/0-4 SER Aluminum Cable 600V | M
98012058525 | SE Cable | 3.6 | 15% | 4.14 | 0.0575 | Aluminum Wire | #2/0-4 SER Aluminum Cable 600V | M
98012058520 | SE Cable | 3.22 | 15% | 3.7 | 0.0525 | Aluminum Wire | #1/0-4 SER Aluminum Cable 600V | M
98012058515 | SE Cable | 2.97 | 15% | 3.42 | 0.05 | Aluminum Wire | #1/4 SER Aluminum Cable 600V | M
98012058510 | SE Cable | 1.28 | 15% | 1.47 | 0.0438 | Aluminum Wire | #2/4 SER Aluminum Cable 600V | M
98012058505 | SE Cable | 0.96 | 15% | 1.1 | 0.0413 | Aluminum Wire | #4/4 SER Aluminum Cable 600V | M
98012058500 | SE Cable | 0.77 | 15% | 0.89 | 0.0375 | Aluminum Wire | #6/4 SER Aluminum Cable 600V | M
98012058495 | SE Cable | 3.12 | 15% | 3.59 | 0.0675 | Aluminum Wire | #4/0-3 SER Aluminum Cable 600V | M
98012058490 | SE Cable | 2.72 | 15% | 3.13 | 0.06 | Aluminum Wire | #3/0-3 SER Aluminum Cable 600V | M
98012058485 | SE Cable | 2.19 | 15% | 2.52 | 0.055 | Aluminum Wire | #2/0-3 SER Aluminum Cable 600V | M
98012058480 | SE Cable | 1.88 | 15% | 2.16 | 0.05 | Aluminum Wire | #1/0-3 SER Aluminum Cable 600V | M
98012058475 | SE Cable | 1.72 | 15% | 1.98 | 0.0438 | Aluminum Wire | #1/3 SER Aluminum Cable 600V | M
98012058470 | SE Cable | 1.32 | 15% | 1.52 | 0.04 | Aluminum Wire | #2/3 SER Aluminum Cable 600V | M
98012058460 | SE Cable | 0.96 | 15% | 1.1 | 0.0375 | Aluminum Wire | #4/3 SER Aluminum Cable 600V | M
98012058455 | SE Cable | 0.86 | 15% | 0.99 | 0.035 | Aluminum Wire | #6/3 SER Aluminum Cable 600V | M
98012058450 | SE Cable | 0.76 | 15% | 0.87 | 0.0275 | Aluminum Wire | #8/3 SER Aluminum Cable 600V | M
98012058110 | SE Cable | 2.57 | 15% | 2.96 | 0.0575 | Aluminum Wire | #4/0-3 SEU Aluminum Cable 600V | M
98012058105 | SE Cable | 2.36 | 15% | 2.71 | 0.0525 | Aluminum Wire | #4/0-4/0-2/0 Aluminum SEU Cable | M
98012058100 | SE Cable | 2.29 | 15% | 2.63 | 0.0525 | Aluminum Wire | #3/0-3 SEU Aluminum Cable 600V | M
98012058090 | SE Cable | 1.88 | 15% | 2.16 | 0.0475 | Aluminum Wire | #2/0-3 SEU Aluminum Cable 600V | M
98012058085 | SE Cable | 1.77 | 15% | 2.04 | 0.0438 | Aluminum Wire | #2/0-2/0-1 Aluminum SEU Cable | M
98012058080 | SE Cable | 1.6 | 15% | 1.84 | 0.045 | Aluminum Wire | #1/0-3 SEU Aluminum Cable 600V | M
98012058077 | SE Cable | 1.52 | 15% | 1.75 | 0.04 | Aluminum Wire | #1/0-1/0-2 Aluminum SEU Cable | M
98012058075 | SE Cable | 1.52 | 15% | 1.75 | 0.0425 | Aluminum Wire | #1/3 SEU Aluminum Cable 600V | M
98012058072 | SE Cable | 1.04 | 15% | 1.2 | 0.04 | Aluminum Wire | #1-1-3 Aluminum SEU Cable | M
98012058070 | SE Cable | 1.04 | 15% | 1.2 | 0.0375 | Aluminum Wire | #2/3 SEU Aluminum Cable 600V | M
98012058065 | SE Cable | 1.09 | 15% | 1.25 | 0.035 | Aluminum Wire | #2-2-4 Aluminum SEU Cable | M
98012058050 | SE Cable | 0.8 | 15% | 0.92 | 0.035 | Aluminum Wire | #4/3 SEU Aluminum Cable 600V | M
98012058045 | SE Cable | 0.73 | 15% | 0.84 | 0.0325 | Aluminum Wire | #4-4-6 Aluminum SEU Cable | M
98012058040 | SE Cable | 0.69 | 15% | 0.79 | 0.0275 | Aluminum Wire | #6/3 SEU Aluminum Cable 600V | M
98012058030 | SE Cable | 0.59 | 15% | 0.68 | 0.025 | Aluminum Wire | #8/3 SEU Aluminum Cable 600V | M
HBLPPO15AI | Site Work | 203.49 | 15% | 234.01 | 0.625 | Hubbell | Blank Ivory Power Pole 15ft | E
98100013435 | Site Work | 6.75 | 15% | 7.76 | 0.25 | Site Work | Manhole #77 Fireproofing | E
98100013430 | Site Work | 7.2 | 15% | 8.28 | 0.125 | Site Work | Manhole Cable Rack Insulator | E
98100013425 | Site Work | 15.3 | 15% | 17.6 | 0.375 | Site Work | Manhole Cable Rack Hook | E
98100013420 | Site Work | 51.75 | 15% | 59.51 | 0.875 | Site Work | Manhole Cable Rack | E
98100013415 | Site Work | 12.6 | 15% | 14.49 | 0.625 | Site Work | Manhole Pull-In Iron | E
98100013410 | Site Work | 173.25 | 15% | 199.24 | 1.25 | Site Work | Manhole Ladder | E
98100013405 | Site Work | 19.25 | 15% | 22.14 | 0.375 | Site Work | Manhole Step | E
98100013320 | Site Work | 1788.75 | 15% | 2057.06 | 3.75 | Site Work | 48" Square Manhole Cover Set | E
98100013315 | Site Work | 706.5 | 15% | 812.48 | 5 | Site Work | 30" Manhole Frame & Cover | E
98100013310 | Site Work | 99 | 15% | 113.85 | 1.25 | Site Work | Concrete Manhole Grade Ring | E
98100013305 | Site Work | 146.25 | 15% | 168.19 | 1.25 | Site Work | 27" Concrete Manhole Cone | E
98100013260 | Site Work | 27048.52 | 15% | 31105.8 | 20 | Site Work | 10x15x10 Precast Manhole | E
98100013255 | Site Work | 14838.6 | 15% | 17064.39 | 18.75 | Site Work | 8x20x9 Precast Manhole | E
98100013250 | Site Work | 10801.87 | 15% | 12422.15 | 17.5 | Site Work | 8x14x9 Precast Manhole | E
98100013245 | Site Work | 6702.15 | 15% | 7707.47 | 15 | Site Work | 8x10x6 Precast Manhole | E
98100013240 | Site Work | 4039.87 | 15% | 4645.85 | 12.5 | Site Work | 8x8x6 Precast Manhole | E
98100013235 | Site Work | 14012.77 | 15% | 16114.69 | 16.25 | Site Work | 7x22x8 Precast Manhole | E
98100013230 | Site Work | 4649.4 | 15% | 5346.81 | 10 | Site Work | 6x6x6 Precast Manhole | E
98100013225 | Site Work | 3874.5 | 15% | 4455.68 | 10 | Site Work | 6x6x5 Precast Manhole | E
98100013220 | Site Work | 4116 | 15% | 4733.4 | 10 | Site Work | 4x7x7 Precast Manhole | E
98100013215 | Site Work | 3509.62 | 15% | 4036.06 | 7.5 | Site Work | 4x6x7 Precast Manhole | E
98100013210 | Site Work | 3807.82 | 15% | 4378.99 | 8 | Site Work | 4x4x7 Precast Manhole | E
98100013205 | Site Work | 3398.85 | 15% | 3908.68 | 7.5 | Site Work | 4x6x6 Precast Manhole | E
98100013135 | Site Work | 4230.45 | 15% | 4865.02 | 6.25 | Site Work | 4x5x4 Precast Pull Box | E
98100013130 | Site Work | 3533.25 | 15% | 4063.24 | 5 | Site Work | 4x4x3 Precast Pull Box | E
98100013125 | Site Work | 3104.32 | 15% | 3569.97 | 4.25 | Site Work | 3x5x3 Precast Pull Box | E
98100013120 | Site Work | 2822.92 | 15% | 3246.36 | 4.25 | Site Work | 3x6x2 Precast Pull Box | E
98100013115 | Site Work | 1268.4 | 15% | 1458.66 | 3.75 | Site Work | 2x3x3 Precast Pull Box | E
98100013110 | Site Work | 1004.32 | 15% | 1154.97 | 3 | Site Work | 2x3x2 Precast Pull Box | E
98100013105 | Site Work | 873.6 | 15% | 1004.64 | 2.5 | Site Work | 2x2x3 Precast Pull Box | E
98100013010 | Site Work | 225.22 | 15% | 259 | 1.75 | Site Work | 18"x30" Handhole | E
98100013005 | Site Work | 169.57 | 15% | 195.01 | 1.25 | Site Work | 14"x27" Handhole | E
98100012220 | Site Work | 0 | 15% | 0 | 0.625 | Site Work | 1" Pole Base Anchor Bolt | E
98100012215 | Site Work | 0 | 15% | 0 | 0.5 | Site Work | 3/4" Pole Base Anchor Bolt | E
98100012210 | Site Work | 0 | 15% | 0 | 0.375 | Site Work | 1/2" Pole Base Anchor Bolt | E
98100012205 | Site Work | 0 | 15% | 0 | 0.3125 | Site Work | 3/8" Pole Base Anchor Bolt | E
98100012135 | Site Work | 0 | 15% | 0 | 2.5 | Site Work | Remove Large Pole Base Form | E
98100012130 | Site Work | 0 | 15% | 0 | 1.875 | Site Work | Remove Medium Pole Base Form | E
98100012125 | Site Work | 0 | 15% | 0 | 1.25 | Site Work | Remove Small Pole Base Form | E
98100012120 | Site Work | 0 | 15% | 0 | 3.75 | Site Work | Set Large Pole Base Form | E
98100012115 | Site Work | 0 | 15% | 0 | 2.5 | Site Work | Set Medium Pole Base Form | E
98100012110 | Site Work | 0 | 15% | 0 | 1.25 | Site Work | Set Small Pole Base Form | E
98100012105 | Site Work | 5.97 | 15% | 6.87 | 0.05 | Site Work | Sq Foot Pole Base Form Lumber | E
98100012045 | Site Work | 1079 | 15% | 1240.85 | 5 | Site Work | 30"x96" Sonotube Base | E
98100012040 | Site Work | 1023.75 | 15% | 1177.31 | 4.75 | Site Work | 30"x84" Sonotube Base | E
98100012035 | Site Work | 796.25 | 15% | 915.69 | 5 | Site Work | 24"x96" Sonotube Base | E
98100012030 | Site Work | 646.75 | 15% | 743.76 | 4.75 | Site Work | 24"x84" Sonotube Base | E
98100012025 | Site Work | 578.5 | 15% | 665.28 | 4.5 | Site Work | 24"x72" Sonotube Base | E
98100012020 | Site Work | 559 | 15% | 642.85 | 4.125 | Site Work | 24"x60" Sonotube Base | E
98100012015 | Site Work | 386.75 | 15% | 444.76 | 3.75 | Site Work | 24"x48" Sonotube Base | E
98100012010 | Site Work | 292.5 | 15% | 336.38 | 2.875 | Site Work | 16"x48" Sonotube Base | E
98100012005 | Site Work | 243.75 | 15% | 280.31 | 2.5 | Site Work | 16"x36" Sonotube Base | E
98100011340 | Site Work | 1.54 | 15% | 1.77 | 0.1 | Site Work | Machine Tamper | E
98100011330 | Site Work | 0.1 | 15% | 0.12 | 0.0125 | Site Work | 1Ft Marker Tape | E
98100011325 | Site Work | 88.8 | 15% | 102.12 | 1.25 | Site Work | Auger Base Hole | E
98100011320 | Site Work | 38.4 | 15% | 44.16 | 0.625 | Site Work | Cubic Yard Gravel | E
98100011315 | Site Work | 20.76 | 15% | 23.87 | 1.25 | Site Work | Cubic Yard Sand | E
98100011305 | Site Work | 0.04 | 15% | 0.05 | 0.0125 | Site Work | Re-Bar Tie Wire | E
98100011225 | Site Work | 2 | 15% | 2.3 | 3.125 | Site Work | 24"x48" Hole Digging | E
98100011110 | Site Work | 10.72 | 15% | 12.33 | 0.75 | Site Work | 6"x18" Chasing Concrete | E
98100011105 | Site Work | 8.96 | 15% | 10.3 | 0.5 | Site Work | 6"x12" Chasing Concrete | E
98100011030 | Site Work | 1.72 | 15% | 1.98 | 0.025 | Site Work | #10 Re-Bar | E
98100011025 | Site Work | 1 | 15% | 1.15 | 0.025 | Site Work | #7 Re-Bar | E
98100011020 | Site Work | 0.82 | 15% | 0.94 | 0.025 | Site Work | #6 Re-Bar | E
98100011015 | Site Work | 0.62 | 15% | 0.71 | 0.0125 | Site Work | #5 Re-Bar | E
98100011010 | Site Work | 0.45 | 15% | 0.52 | 0.0125 | Site Work | #4 Re-Bar | E
98100011005 | Site Work | 0.37 | 15% | 0.43 | 0.0125 | Site Work | #3 Re-Bar | E
98100010415 | Site Work | 146.25 | 15% | 168.19 | 0.5 | Site Work | Cubic Yard #4000 Concrete | E
98100010410 | Site Work | 126 | 15% | 144.9 | 0.5 | Site Work | Cubic Yard #3000 Concrete | E
98100010405 | Site Work | 114.75 | 15% | 131.96 | 0.5 | Site Work | Cubic Yard #2500 Concrete | E
98100010310 | Site Work | 16.86 | 15% | 19.39 | 0.375 | Site Work | Backfill Cubic Yard | E
98100010305 | Site Work | 8.52 | 15% | 9.8 | 0.4375 | Site Work | Cubic Yard Excavation | E
98100010260 | Site Work | 6.57 | 15% | 7.56 | 0.15 | Site Work | 36"x60" Backhoe Trench | E
98100010255 | Site Work | 6.36 | 15% | 7.31 | 0.15 | Site Work | 30"x60" Backhoe Trench | E
98100010250 | Site Work | 5.07 | 15% | 5.83 | 0.125 | Site Work | 30"x48" Backhoe Trench | E
98100010245 | Site Work | 4.62 | 15% | 5.31 | 0.1125 | Site Work | 24"x48" Backhoe Trench | E
98100010240 | Site Work | 4.2 | 15% | 4.83 | 0.1 | Site Work | 24"x36" Backhoe Trench | E
98100010235 | Site Work | 3.54 | 15% | 4.07 | 0.075 | Site Work | 24"x24" Backhoe Trench | E
98100010230 | Site Work | 3.36 | 15% | 3.86 | 0.1 | Site Work | 18"x48" Backhoe Trench | E
98100010225 | Site Work | 2.64 | 15% | 3.04 | 0.075 | Site Work | 18"x36" Backhoe Trench | E
98100010220 | Site Work | 2.37 | 15% | 2.73 | 0.0625 | Site Work | 18"x24" Backhoe Trench | E
98100010215 | Site Work | 2.58 | 15% | 2.97 | 0.075 | Site Work | 12"x48" Backhoe Trench | E
98100010210 | Site Work | 2.22 | 15% | 2.55 | 0.0625 | Site Work | 12"x36" Backhoe Trench | E
98100010205 | Site Work | 2.22 | 15% | 2.55 | 0.0625 | Site Work | 12"x24" Backhoe Trench | E
98100010120 | Site Work | 0.69 | 15% | 0.79 | 0.025 | Site Work | 6"x36" Trencher | E
98100010115 | Site Work | 0.48 | 15% | 0.55 | 0.025 | Site Work | 6"x24" Trencher | E
98100010110 | Site Work | 0.48 | 15% | 0.55 | 0.025 | Site Work | 6"x18" Trencher | E
98100010105 | Site Work | 0.48 | 15% | 0.55 | 0.025 | Site Work | 6"x12" Trencher | E
98100010035 | Site Work | 0 | 15% | 0 | 0.1125 | Site Work | 12"x18" Hand Digging | E
98100010030 | Site Work | 0 | 15% | 0 | 0.0375 | Site Work | 12"x12" Hand Digging | E
98100010025 | Site Work | 0 | 15% | 0 | 0.0375 | Site Work | 12"x6" Hand Digging | E
98100010020 | Site Work | 0 | 15% | 0 | 0.075 | Site Work | 6"x24" Hand Digging | E
98100010015 | Site Work | 0 | 15% | 0 | 0.05 | Site Work | 6"x18" Hand Digging | E
98100010010 | Site Work | 0 | 15% | 0 | 0.0375 | Site Work | 6"x12" Hand Digging | E
98100010005 | Site Work | 0 | 15% | 0 | 0.0125 | Site Work | 6"x6" Hand Digging | E
78000088876 | Special Cables | 0.06 | 15% | 0.07 | 0.005 | Generic | Category 5e Non- Plenum Rated Cable | M
78000088866 | Special Cables | 0.26 | 15% | 0.3 | 0.0063 | Generic | Category 6 Plenum Rated Cable | M
78000088862 | Special Cables | 0.14 | 15% | 0.16 | 0.005 | Generic | Category 5e Plenum Rated Cable | M
78000072204 | Special Cables | 0.05 | 15% | 0.06 | 0.005 | Generic | Category 5 Non- Plenum Rated Cable | M
78000072201 | Special Cables | 0.13 | 15% | 0.15 | 0.005 | Generic | Category 5 Plenum Rated Cable | M
78000071314 | Special Cables | 0.55 | 15% | 0.63 | 0.01 | Generic | 48 Strand Fiber Optic Cable | M
78000071313 | Special Cables | 0.2 | 15% | 0.23 | 0.0075 | Generic | 24 Strand Fiber Optic Cable | M
78000071312 | Special Cables | 0.11 | 15% | 0.13 | 0.0063 | Generic | 12 Strand Fiber Optic Cable | M
78000071311 | Special Cables | 0.07 | 15% | 0.08 | 0.005 | Generic | 6 Strand Fiber Optic Cable | M
78000064833 | Special Cables | 0.11 | 15% | 0.13 | 0.0063 | Generic | Category 6 Non- Plenum Rated Cable | M
78000009950 | Special Cables | 2.02 | 15% | 2.32 | 0.035 | Generic | 50/C #22 Shld Computer Cable | M
78000009949 | Special Cables | 1.76 | 15% | 2.02 | 0.0275 | Generic | 37/C #22 Shld Computer Cable | M
78000009948 | Special Cables | 1.2 | 15% | 1.38 | 0.0225 | Generic | 25/C #22 Shld Computer Cable | M
78000009947 | Special Cables | 0.67 | 15% | 0.77 | 0.015 | Generic | 15/C #22 Shld Computer Cable | M
78000009946 | Special Cables | 0.54 | 15% | 0.62 | 0.0125 | Generic | 10/C #22 Shld Computer Cable | M
78000009945 | Special Cables | 0.51 | 15% | 0.59 | 0.0113 | Generic | 9/C #22 Shld Computer Cable | M
78000009944 | Special Cables | 0.47 | 15% | 0.54 | 0.01 | Generic | 8/C #22 Shld Computer Cable | M
78000009943 | Special Cables | 0.44 | 15% | 0.51 | 0.0088 | Generic | 7/C #22 Shld Computer Cable | M
78000009942 | Special Cables | 0.4 | 15% | 0.46 | 0.0075 | Generic | 6/C #22 Shld Computer Cable | M
78000009941 | Special Cables | 0.37 | 15% | 0.43 | 0.0063 | Generic | 5/C #22 Shld Computer Cable | M
78000009940 | Special Cables | 0.33 | 15% | 0.38 | 0.005 | Generic | 4/C #22 Shld Computer Cable | M
78000009939 | Special Cables | 0.3 | 15% | 0.35 | 0.0038 | Generic | 3/C #22 Shld Computer Cable | M
78000009879 | Special Cables | 1.19 | 15% | 1.37 | 0.015 | Generic | 15 Pr#20 Individual Shield Cable | M
78000009877 | Special Cables | 1.12 | 15% | 1.29 | 0.0138 | Generic | 12 Pr#20 Individual Shield Cable | M
78000009876 | Special Cables | 0.94 | 15% | 1.08 | 0.0125 | Generic | 11 Pr#20 Individual Shield Cable | M
78000009875 | Special Cables | 0.7 | 15% | 0.81 | 0.0113 | Generic | 9 Pr#20 Individual Shield Cable | M
78000009874 | Special Cables | 0.38 | 15% | 0.44 | 0.0088 | Generic | 6 Pr#20 Individual Shield Cable | M
78000009873 | Special Cables | 0.14 | 15% | 0.16 | 0.005 | Generic | 3 Pr#20 Individual Shield Cable | M
78000009839 | Special Cables | 0.33 | 15% | 0.38 | 0.0088 | Generic | 6 Pr#24 Shld Computer Cable | M
78000009838 | Special Cables | 1.37 | 15% | 1.58 | 0.0225 | Generic | 25 Pr#24 Shld Computer Cable | M
78000009837 | Special Cables | 1.03 | 15% | 1.18 | 0.0175 | Generic | 18 Pr#24 Shld Computer Cable | M
78000009836 | Special Cables | 0.63 | 15% | 0.72 | 0.0138 | Generic | 12 Pr#24 Shld Computer Cable | M
78000009835 | Special Cables | 0.55 | 15% | 0.63 | 0.0125 | Generic | 10 Pr#24 Shld Computer Cable | M
78000009834 | Special Cables | 0.47 | 15% | 0.54 | 0.0113 | Generic | 9 Pr#24 Shld Computer Cable | M
78000009833 | Special Cables | 0.37 | 15% | 0.43 | 0.01 | Generic | 7 Pr#24 Shld Computer Cable | M
78000009832 | Special Cables | 0.28 | 15% | 0.32 | 0.0075 | Generic | 5 Pr#24 Shld Computer Cable | M
78000009831 | Special Cables | 0.24 | 15% | 0.28 | 0.0063 | Generic | 4 Pr#24 Shld Computer Cable | M
78000009830 | Special Cables | 0.19 | 15% | 0.22 | 0.005 | Generic | 3 Pr#24 Shld Computer Cable | M
78000009829 | Special Cables | 0.16 | 15% | 0.18 | 0.0038 | Generic | 2 Pr#24 Shld Computer Cable | M
78000009825 | Special Cables | 1.41 | 15% | 1.62 | 0.0225 | Generic | 25 Pr#28 Shld Computer Cable | M
78000009819 | Special Cables | 1.11 | 15% | 1.28 | 0.0175 | Generic | 18 Pr#28 Shld Computer Cable | M
78000009814 | Special Cables | 2.18 | 15% | 2.51 | 0.025 | Generic | 31 Pr#28 Shld Computer Cable | M
78000009813 | Special Cables | 0.95 | 15% | 1.09 | 0.015 | Generic | 13 Pr#28 Shld Computer Cable | M
78000009812 | Special Cables | 0.86 | 15% | 0.99 | 0.0138 | Generic | 12 Pr#28 Shld Computer Cable | M
78000009809 | Special Cables | 0.6 | 15% | 0.69 | 0.0113 | Generic | 9 Pr#28 Shld Computer Cable | M
78000009808 | Special Cables | 0.53 | 15% | 0.61 | 0.01 | Generic | 7 Pr#28 Shld Computer Cable | M
78000009807 | Special Cables | 0.37 | 15% | 0.43 | 0.0075 | Generic | 5 Pr#28 Shld Computer Cable | M
78000009806 | Special Cables | 0.29 | 15% | 0.33 | 0.0063 | Generic | 4 Pr#28 Shld Computer Cable | M
78000009805 | Special Cables | 0.26 | 15% | 0.3 | 0.005 | Generic | 3 Pr#28 Shld Computer Cable | M
78000009804 | Special Cables | 0.17 | 15% | 0.2 | 0.0038 | Generic | 2 Pr#28 Shld Computer Cable | M
78000009791 | Special Cables | 0.17 | 15% | 0.2 | 0.0075 | Generic | 6/C #28 Shld Computer Cable | M
78000009778 | Special Cables | 0.06 | 15% | 0.07 | 0.0025 | Generic | 1/C #20 Microphone Cable | M
78000009777 | Special Cables | 1.37 | 15% | 1.58 | 0.015 | Generic | 15 Pr#18 Individual Shield Cable | M
78000009776 | Special Cables | 1.04 | 15% | 1.2 | 0.0138 | Generic | 12 Pr#18 Individual Shield Cable | M
78000009775 | Special Cables | 0.73 | 15% | 0.84 | 0.0113 | Generic | 9 Pr#18 Individual Shield Cable | M
78000009774 | Special Cables | 0.46 | 15% | 0.53 | 0.0088 | Generic | 6 Pr#18 Individual Shield Cable | M
78000009773 | Special Cables | 0.2 | 15% | 0.23 | 0.005 | Generic | 3 Pr#18 Individual Shield Cable | M
78000009769 | Special Cables | 0.8 | 15% | 0.92 | 0.0163 | Generic | 17 Pr#22 Individual Shield Cable | M
78000009768 | Special Cables | 0.6 | 15% | 0.69 | 0.0138 | Generic | 12 Pr#22 Individual Shield Cable | M
78000009767 | Special Cables | 2 | 15% | 2.3 | 0.0275 | Generic | 37 Pr#22 Individual Shield Cable | M
78000009755 | Special Cables | 0.73 | 15% | 0.84 | 0.015 | Generic | 15 Pr#20 Unshld Strnd Control Cable | M
78000009753 | Special Cables | 3 | 15% | 3.45 | 0.0425 | Generic | 102 Pr#22 Shld Instrmnt&Cmputr Cbl | M
78000009752 | Special Cables | 0.47 | 15% | 0.54 | 0.0113 | Generic | 9 Pr#20 Unshld Strnd Control Cable | M
78000009751 | Special Cables | 0.31 | 15% | 0.36 | 0.0088 | Generic | 6 Pr#20 Unshld Strnd Control Cable | M
78000009750 | Special Cables | 0.17 | 15% | 0.2 | 0.005 | Generic | 3 Pr#20 Unshld Strnd Control Cable | M
78000009749 | Special Cables | 0.94 | 15% | 1.08 | 0.02 | Generic | 23 Pr#22 Unshld Strnd Control Cable | M
78000009748 | Special Cables | 0.71 | 15% | 0.82 | 0.0175 | Generic | 19 Pr#22 Unshld Strnd Control Cable | M
78000009747 | Special Cables | 0.47 | 15% | 0.54 | 0.0138 | Generic | 12 Pr#22 Unshld Strnd Control Cable | M
78000009746 | Special Cables | 0.11 | 15% | 0.13 | 0.0063 | Generic | 4 Pr#22 Unshld Strnd Control Cable | M
78000009745 | Special Cables | 0.09 | 15% | 0.1 | 0.005 | Generic | 3 Pr#22 Unshld Strnd Control Cable | M
78000009744 | Special Cables | 0.08 | 15% | 0.09 | 0.0038 | Generic | 2 Pr#22 Unshld Strnd Control Cable | M
78000009743 | Special Cables | 1.59 | 15% | 1.83 | 0.0175 | Generic | 19 Pr#18 Unshld Strnd Control Cable | M
78000009742 | Special Cables | 1.26 | 15% | 1.45 | 0.015 | Generic | 15 Pr#18 Unshld Strnd Control Cable | M
78000009741 | Special Cables | 0.71 | 15% | 0.82 | 0.0138 | Generic | 12 Pr#18 Unshld Strnd Control Cable | M
78000009740 | Special Cables | 0.05 | 15% | 0.06 | 0.0038 | Generic | 1 Pr#18 Unshld Strnd Control Cable | M
78000009721 | Special Cables | 0.92 | 15% | 1.06 | 0.01 | Generic | 8/C #16 Unshld Audio & Cntrl Cable | M
78000009637 | Special Cables | 0.75 | 15% | 0.86 | 0.0225 | Generic | 25/C #28 Shld Computer Cable | M
78000009626 | Special Cables | 1.16 | 15% | 1.33 | 0.0225 | Generic | 25/C #18 Unshld Audio & Cntrl Cable | M
78000009623 | Special Cables | 0.84 | 15% | 0.97 | 0.0088 | Generic | 5/C #14 Unshld Audio & Cntrl Cable | M
78000009622 | Special Cables | 2.73 | 15% | 3.14 | 0.025 | Generic | 25/C #16 Unshld Audio & Cntrl Cable | M
78000009621 | Special Cables | 1.04 | 15% | 1.2 | 0.0113 | Generic | 9/C #16 Unshld Audio & Cntrl Cable | M
78000009620 | Special Cables | 0.38 | 15% | 0.44 | 0.0075 | Generic | 5/C #16 Unshld Audio & Cntrl Cable | M
78000009619 | Special Cables | 2.23 | 15% | 2.56 | 0.035 | Generic | 50/C #24 Shld Computer Cable | M
78000009618 | Special Cables | 1.78 | 15% | 2.05 | 0.0275 | Generic | 37/C #24 Shld Computer Cable | M
78000009617 | Special Cables | 1.19 | 15% | 1.37 | 0.0225 | Generic | 25/C #24 Shld Computer Cable | M
78000009616 | Special Cables | 0.89 | 15% | 1.02 | 0.015 | Generic | 15/C #24 Shld Computer Cable | M
78000009615 | Special Cables | 0.7 | 15% | 0.81 | 0.0125 | Generic | 10/C #24 Shld Computer Cable | M
78000009614 | Special Cables | 0.63 | 15% | 0.72 | 0.0113 | Generic | 9/C #24 Shld Computer Cable | M
78000009613 | Special Cables | 0.55 | 15% | 0.63 | 0.01 | Generic | 8/C #24 Shld Computer Cable | M
78000009612 | Special Cables | 0.47 | 15% | 0.54 | 0.0088 | Generic | 7/C #24 Shld Computer Cable | M
78000009611 | Special Cables | 0.4 | 15% | 0.46 | 0.0075 | Generic | 6/C #24 Shld Computer Cable | M
78000009610 | Special Cables | 0.34 | 15% | 0.39 | 0.0063 | Generic | 5/C #24 Shld Computer Cable | M
78000009609 | Special Cables | 0.31 | 15% | 0.36 | 0.005 | Generic | 4/C #24 Shld Computer Cable | M
78000009608 | Special Cables | 0.28 | 15% | 0.32 | 0.0038 | Generic | 3/C #24 Shld Computer Cable | M
78000009585 | Special Cables | 0.64 | 15% | 0.74 | 0.0325 | Generic | 25 Pair Telephone Cable | M
78000009584 | Special Cables | 0.08 | 15% | 0.09 | 0.005 | Generic | #16/2 Jacketed Fire Alarm Cable | M
78000009583 | Special Cables | 0.14 | 15% | 0.16 | 0.005 | Generic | #18/4 Shld Plenum Fire Alarm Cable | M
78000009581 | Special Cables | 0.1 | 15% | 0.12 | 0.0038 | Generic | #18/2 Shld Plenum Fire Alarm Cable | M
78000009579 | Special Cables | 0.08 | 15% | 0.09 | 0.005 | Generic | #16/2 Plenum Fire Alarm Cable | M
78000009578 | Special Cables | 0.08 | 15% | 0.09 | 0.0038 | Generic | #18/2 Plenum Fire Alarm Cable | M
78000009577 | Special Cables | 0.1 | 15% | 0.12 | 0.005 | Generic | #18/4 Jacketed Fire Alarm Cable | M
78000009576 | Special Cables | 0.06 | 15% | 0.07 | 0.0038 | Generic | #18/2 Jacketed Fire Alarm Cable | M
78000009574 | Special Cables | 0.1 | 15% | 0.12 | 0.0063 | Generic | #16/4 Jacketed Fire Alarm Cable | M
78000009572 | Special Cables | 0.14 | 15% | 0.16 | 0.005 | Generic | #18/4 Plenum Fire Alarm Cable | M
78000009570 | Special Cables | 0.3 | 15% | 0.35 | 0.0175 | Generic | 10 Pair Telephone Cable | M
78000009566 | Special Cables | 0.17 | 15% | 0.2 | 0.01 | Generic | 6 Pair Telephone Cable | M
78000009565 | Special Cables | 1.43 | 15% | 1.64 | 0.015 | Generic | 15 Pr#18 Power Limited Tray Cable | M
78000009563 | Special Cables | 1.08 | 15% | 1.24 | 0.0125 | Generic | 11 Pr#18 Power Limited Tray Cable | M
78000009562 | Special Cables | 0.07 | 15% | 0.08 | 0.005 | Generic | 2 Pair Telephone Cable | M
78000009559 | Special Cables | 0.98 | 15% | 1.13 | 0.0113 | Generic | 9 Pr#18 Power Limited Tray Cable | M
78000009556 | Special Cables | 0.65 | 15% | 0.75 | 0.0088 | Generic | 6 Pr#18 Power Limited Tray Cable | M
78000009554 | Special Cables | 0.42 | 15% | 0.48 | 0.0063 | Generic | 4 Pr#18 Power Limited Tray Cable | M
78000009553 | Special Cables | 0.24 | 15% | 0.28 | 0.005 | Generic | 3 Pr#18 Power Limited Tray Cable | M
78000009552 | Special Cables | 0.18 | 15% | 0.21 | 0.0038 | Generic | 2 Pr#18 Power Limited Tray Cable | M
78000009551 | Special Cables | 2.03 | 15% | 2.33 | 0.0325 | Generic | 51 Pr#22 Power Limited Tray Cable | M
78000009550 | Special Cables | 1.72 | 15% | 1.98 | 0.0325 | Generic | 50 Pr#24 Shld Instrmnt&Cmputr Cable | M
78000009546 | Special Cables | 1.69 | 15% | 1.94 | 0.035 | Generic | 50/C #24 Shld Instrmnt&Audio Cable | M
78000009545 | Special Cables | 1.34 | 15% | 1.54 | 0.03 | Generic | 40/C #24 Shld Instrmnt&Audio Cable | M
78000009544 | Special Cables | 0.99 | 15% | 1.14 | 0.025 | Generic | 30/C #24 Shld Instrmnt&Audio Cable | M
78000009543 | Special Cables | 0.67 | 15% | 0.77 | 0.0225 | Generic | 25/C #24 Shld Instrmnt&Audio Cable | M
78000009542 | Special Cables | 0.38 | 15% | 0.44 | 0.0188 | Generic | 20/C #24 Shld Instrmnt&Audio Cable | M
78000009541 | Special Cables | 0.21 | 15% | 0.24 | 0.015 | Generic | 15/C #24 Shld Instrmnt&Audio Cable | M
78000009540 | Special Cables | 0.15 | 15% | 0.17 | 0.0125 | Generic | 10/C #24 Shld Instrmnt&Audio Cable | M
78000009539 | Special Cables | 0.14 | 15% | 0.16 | 0.0113 | Generic | 9/C #24 Shld Instrmnt&Audio Cable | M
78000009538 | Special Cables | 0.13 | 15% | 0.15 | 0.01 | Generic | 8/C #24 Shld Instrmnt&Audio Cable | M
78000009537 | Special Cables | 0.13 | 15% | 0.15 | 0.0088 | Generic | 7/C #24 Shld Instrmnt&Audio Cable | M
78000009536 | Special Cables | 0.11 | 15% | 0.13 | 0.0075 | Generic | 6/C #24 Shld Instrmnt&Audio Cable | M
78000009535 | Special Cables | 0.09 | 15% | 0.1 | 0.0063 | Generic | 5/C #24 Shld Instrmnt&Audio Cable | M
78000009534 | Special Cables | 0.07 | 15% | 0.08 | 0.005 | Generic | 4/C #24 Shld Instrmnt&Audio Cable | M
78000009533 | Special Cables | 0.07 | 15% | 0.08 | 0.0038 | Generic | 3/C #24 Shld Instrmnt&Audio Cable | M
78000009527 | Special Cables | 1.13 | 15% | 1.3 | 0.0225 | Generic | 27 Pr#22 Power Limited Tray Cable | M
78000009526 | Special Cables | 0.8 | 15% | 0.92 | 0.0175 | Generic | 19 Pr#22 Power Limited Tray Cable | M
78000009525 | Special Cables | 0.93 | 15% | 1.07 | 0.0225 | Generic | 25 Pr#24 Shld Instrmnt&Cmputr Cable | M
78000009524 | Special Cables | 0.67 | 15% | 0.77 | 0.015 | Generic | 15 Pr#22 Power Limited Tray Cable | M
78000009521 | Special Cables | 0.52 | 15% | 0.6 | 0.0125 | Generic | 11 Pr#22 Power Limited Tray Cable | M
78000009520 | Special Cables | 0.45 | 15% | 0.52 | 0.0113 | Generic | 9 Pr#22 Power Limited Tray Cable | M
78000009519 | Special Cables | 0.62 | 15% | 0.71 | 0.0175 | Generic | 19 Pr#24 Shld Instrmnt&Cmputr Cable | M
78000009516 | Special Cables | 0.32 | 15% | 0.37 | 0.0088 | Generic | 6 Pr#22 Power Limited Tray Cable | M
78000009515 | Special Cables | 0.35 | 15% | 0.4 | 0.015 | Generic | 15 Pr#24 Shld Instrmnt&Cmputr Cable | M
78000009514 | Special Cables | 0.22 | 15% | 0.25 | 0.0063 | Generic | 4 Pr#22 Power Limited Tray Cable | M
78000009513 | Special Cables | 0.16 | 15% | 0.18 | 0.005 | Generic | 3 Pr#22 Power Limited Tray Cable | M
78000009512 | Special Cables | 0.13 | 15% | 0.15 | 0.0038 | Generic | 2 Pr#22 Power Limited Tray Cable | M
78000009510 | Special Cables | 0.23 | 15% | 0.26 | 0.0138 | Generic | 10 Pr#24 Shld Instrmnt&Cmputr Cable | M
78000009509 | Special Cables | 0.22 | 15% | 0.25 | 0.0125 | Generic | 9 Pr#24 Shld Instrmnt&Cmputr Cable | M
78000009508 | Special Cables | 0.2 | 15% | 0.23 | 0.0113 | Generic | 8 Pr#24 Shld Instrmnt&Cmputr Cable | M
78000009507 | Special Cables | 0.18 | 15% | 0.21 | 0.01 | Generic | 7 Pr#24 Shld Instrmnt&Cmputr Cable | M
78000009506 | Special Cables | 0.14 | 15% | 0.16 | 0.0088 | Generic | 6 Pr#24 Shld Instrmnt&Cmputr Cable | M
78000009505 | Special Cables | 0.11 | 15% | 0.13 | 0.0075 | Generic | 5 Pr#24 Shld Instrmnt&Cmputr Cable | M
78000009504 | Special Cables | 0.08 | 15% | 0.09 | 0.0063 | Generic | 4 Pr#24 Shld Instrmnt&Cmputr Cable | M
78000009503 | Special Cables | 0.07 | 15% | 0.08 | 0.005 | Generic | 3 Pr#24 Shld Instrmnt&Cmputr Cable | M
78000009502 | Special Cables | 0.06 | 15% | 0.07 | 0.0038 | Generic | 2 Pr#24 Shld Instrmnt&Cmputr Cable | M
78000009501 | Special Cables | 0.04 | 15% | 0.05 | 0.0038 | Generic | 1 Pr#24 Shld Instrmnt&Cmputr Cable | M
78000009462 | Special Cables | 0.05 | 15% | 0.06 | 0.0038 | Generic | 1 Pr#22 Shld Instrmnt&Cmputr Cable | M
78000009458 | Special Cables | 0.41 | 15% | 0.47 | 0.015 | Generic | 15/C #20 Unshld Audio & Cntrl Cable | M
78000009457 | Special Cables | 0.33 | 15% | 0.38 | 0.0125 | Generic | 12/C #20 Unshld Audio & Cntrl Cable | M
78000009455 | Special Cables | 0.23 | 15% | 0.26 | 0.01 | Generic | 9/C #20 Unshld Audio & Cntrl Cable | M
78000009445 | Special Cables | 0.14 | 15% | 0.16 | 0.0063 | Generic | 5/C #20 Unshld Audio & Cntrl Cable | M
78000009444 | Special Cables | 0.1 | 15% | 0.12 | 0.005 | Generic | 4/C #20 Unshld Audio & Cntrl Cable | M
78000009439 | Special Cables | 0.17 | 15% | 0.2 | 0.0075 | Generic | 7/C #20 Unshld Audio & Cntrl Cable | M
78000009438 | Special Cables | 0.1 | 15% | 0.12 | 0.0038 | Generic | 1/C #14 Roadway Loop Cable | M
78000009434 | Special Cables | 1.43 | 15% | 1.64 | 0.035 | Generic | 50/C #22 Unshld Audio & Cmptr Cable | M
78000009433 | Special Cables | 1.32 | 15% | 1.52 | 0.03 | Generic | 40/C #22 Unshld Audio & Cmptr Cable | M
78000009432 | Special Cables | 0.93 | 15% | 1.07 | 0.025 | Generic | 30/C #22 Unshld Audio & Cmptr Cable | M
78000009431 | Special Cables | 0.45 | 15% | 0.52 | 0.0188 | Generic | 20/C #22 Unshld Audio & Cmptr Cable | M
78000009430 | Special Cables | 0.11 | 15% | 0.13 | 0.0075 | Generic | 7/C #22 Unshld Audio & Cmptr Cable | M
78000009424 | Special Cables | 0.14 | 15% | 0.16 | 0.0088 | Generic | 8/C #22 Unshld Audio & Cmptr Cable | M
78000009423 | Special Cables | 0.15 | 15% | 0.17 | 0.01 | Generic | 9/C #22 Unshld Audio & Cmptr Cable | M
78000009418 | Special Cables | 0.14 | 15% | 0.16 | 0.005 | Generic | 4/C #18 Shld Instrmnt&Audio Cable | M
78000009414 | Special Cables | 0.06 | 15% | 0.07 | 0.0038 | Generic | 1 Pr#22 Unshld Strnd Control Cable | M
78000009402 | Special Cables | 0.12 | 15% | 0.14 | 0.0038 | Generic | 2 Pr#20 Individual Shield Cable | M
78000009395 | Special Cables | 0.09 | 15% | 0.1 | 0.0025 | Generic | 1/C #18 Microphone Cable | M
78000009392 | Special Cables | 1.81 | 15% | 2.08 | 0.015 | Generic | 15 Pr#18 Shld Power Limited Cable | M
78000009391 | Special Cables | 1.25 | 15% | 1.44 | 0.0125 | Generic | 11 Pr#18 Shld Power Limited Cable | M
78000009390 | Special Cables | 1.07 | 15% | 1.23 | 0.0113 | Generic | 9 Pr#18 Shld Power Limited Cable | M
78000009389 | Special Cables | 0.75 | 15% | 0.86 | 0.0088 | Generic | 6 Pr#18 Shld Power Limited Cable | M
78000009388 | Special Cables | 0.49 | 15% | 0.56 | 0.0063 | Generic | 4 Pr#18 Shld Power Limited Cable | M
78000009369 | Special Cables | 0.38 | 15% | 0.44 | 0.005 | Generic | 3 Pr#18 Shld Power Limited Cable | M
78000009368 | Special Cables | 0.31 | 15% | 0.36 | 0.0038 | Generic | 2 Pr#18 Shld Power Limited Cable | M
78000009337 | Special Cables | 3 | 15% | 3.45 | 0.0325 | Generic | 51 Pr#22 Shld Power Limited Cable | M
78000009335 | Special Cables | 1.23 | 15% | 1.41 | 0.0175 | Generic | 19 Pr#22 Shld Power Limited Cable | M
78000009333 | Special Cables | 0.75 | 15% | 0.86 | 0.0125 | Generic | 11 Pr#22 Shld Power Limited Cable | M
78000009332 | Special Cables | 0.64 | 15% | 0.74 | 0.0113 | Generic | 9 Pr#22 Shld Power Limited Cable | M
78000009331 | Special Cables | 0.42 | 15% | 0.48 | 0.0088 | Generic | 6 Pr#22 Shld Power Limited Cable | M
78000009330 | Special Cables | 0.27 | 15% | 0.31 | 0.0063 | Generic | 4 Pr#22 Shld Power Limited Cable | M
78000009329 | Special Cables | 0.21 | 15% | 0.24 | 0.005 | Generic | 3 Pr#22 Shld Power Limited Cable | M
78000009328 | Special Cables | 0.17 | 15% | 0.2 | 0.0038 | Generic | 2 Pr#22 Shld Power Limited Cable | M
78000009327 | Special Cables | 0.83 | 15% | 0.95 | 0.0225 | Generic | 27 Pr#22 Shld Instrmnt&Cmputr Cable | M
78000009319 | Special Cables | 0.63 | 15% | 0.72 | 0.0175 | Generic | 19 Pr#22 Shld Instrmnt&Cmputr Cable | M
78000009315 | Special Cables | 0.51 | 15% | 0.59 | 0.015 | Generic | 15 Pr#22 Shld Instrmnt&Cmputr Cable | M
78000009309 | Special Cables | 0.22 | 15% | 0.25 | 0.0125 | Generic | 9 Pr#22 Shld Instrmnt&Cmputr Cable | M
78000009306 | Special Cables | 0.15 | 15% | 0.17 | 0.0088 | Generic | 6 Pr#22 Shld Instrmnt&Cmputr Cable | M
78000009305 | Special Cables | 0.1 | 15% | 0.12 | 0.0063 | Generic | 4 Pr#22 Shld Instrmnt&Cmputr Cable | M
78000009302 | Special Cables | 0.07 | 15% | 0.08 | 0.0038 | Generic | 2 Pr#22 Shld Instrmnt&Cmputr Cable | M
78000009268 | Special Cables | 0.07 | 15% | 0.08 | 0.005 | Generic | RG-62A/U Broadcast & Computer Cable | M
78000009267 | Special Cables | 0.43 | 15% | 0.49 | 0.005 | Generic | RG-59/U Triaxial Broadcast Cable | M
78000009259 | Special Cables | 0.11 | 15% | 0.13 | 0.0025 | Generic | 1/C TV & CCTV Cable | M
78000009258 | Special Cables | 0.13 | 15% | 0.15 | 0.005 | Generic | RG-8/X Broadcast Cable | M
78000009251 | Special Cables | 0.33 | 15% | 0.38 | 0.005 | Generic | RG-8A/U Broadcast Cable | M
78000009244 | Special Cables | 0.07 | 15% | 0.08 | 0.005 | Generic | RG-59/U Broadcast & MATV Cable | M
78000009222 | Special Cables | 0.28 | 15% | 0.32 | 0.005 | Generic | RG-58A/U Triaxial Broadcast Cable | M
78000009192 | Special Cables | 0.46 | 15% | 0.53 | 0.005 | Generic | RG-11/U Triaxial Broadcast Cable | M
78000009180 | Special Cables | 0.23 | 15% | 0.26 | 0.0038 | Generic | 2/C TV & CCTV Cable | M
78000009176 | Special Cables | 0.58 | 15% | 0.67 | 0.005 | Generic | 4/C TV & CCTV Cable | M
78000009171 | Special Cables | 1.21 | 15% | 1.39 | 0.015 | Generic | 14/C TV & CCTV Cable | M
78000009170 | Special Cables | 1.09 | 15% | 1.25 | 0.0125 | Generic | 12/C TV & CCTV Cable | M
78000009161 | Special Cables | 0.56 | 15% | 0.64 | 0.01 | Generic | 8 Pr#18 Unshld Strnd Control Cable | M
78000009160 | Special Cables | 0.38 | 15% | 0.44 | 0.0088 | Generic | 8 Pr#22 Unshld Solid Control Cable | M
78000009159 | Special Cables | 0.28 | 15% | 0.32 | 0.0075 | Generic | 5 Pr#18 Unshld Strnd Control Cable | M
78000009157 | Special Cables | 0.21 | 15% | 0.24 | 0.0063 | Generic | 4 Pr#18 Unshld Strnd Control Cable | M
78000009156 | Special Cables | 0.13 | 15% | 0.15 | 0.0038 | Generic | 2 Pr#18 Unshld Strnd Control Cable | M
78000009146 | Special Cables | 0.13 | 15% | 0.15 | 0.005 | Generic | RG-6/U MATV Cable | M
78000008778 | Special Cables | 0.2 | 15% | 0.23 | 0.0088 | Generic | 6 Pr#22 Individual Shield Cable | M
78000008777 | Special Cables | 0.11 | 15% | 0.13 | 0.005 | Generic | 3 Pr#22 Individual Shield Cable | M
78000008776 | Special Cables | 0.71 | 15% | 0.82 | 0.015 | Generic | 15 Pr#22 Individual Shield Cable | M
78000008775 | Special Cables | 0.52 | 15% | 0.6 | 0.0125 | Generic | 11 Pr#22 Individual Shield Cable | M
78000008774 | Special Cables | 0.47 | 15% | 0.54 | 0.0113 | Generic | 9 Pr#22 Individual Shield Cable | M
78000008773 | Special Cables | 1.86 | 15% | 2.14 | 0.0225 | Generic | 27 Pr#22 Individual Shield Cable | M
78000008772 | Special Cables | 0.08 | 15% | 0.09 | 0.0038 | Generic | 3/C #20 Shld Instrmnt&Audio Cable | M
78000008771 | Special Cables | 0.08 | 15% | 0.09 | 0.0038 | Generic | 3/C #22 Shld Instrmnt&Audio Cable | M
78000008770 | Special Cables | 0.12 | 15% | 0.14 | 0.0038 | Generic | 3/C #18 Shld Instrmnt&Audio Cable | M
78000008769 | Special Cables | 0.91 | 15% | 1.05 | 0.0175 | Generic | 19 Pr#22 Individual Shield Cable | M
78000008751 | Special Cables | 1.4 | 15% | 1.61 | 0.0325 | Generic | 51 Pr#22 Shld Instrmnt&Cmputr Cable | M
78000008750 | Special Cables | 0.99 | 15% | 1.14 | 0.0225 | Generic | 27 Pr#22 Unshld Strnd Control Cable | M
78000008749 | Special Cables | 0.59 | 15% | 0.68 | 0.015 | Generic | 15 Pr#22 Unshld Strnd Control Cable | M
78000008748 | Special Cables | 0.33 | 15% | 0.38 | 0.0113 | Generic | 9 Pr#22 Unshld Strnd Control Cable | M
78000008747 | Special Cables | 0.22 | 15% | 0.25 | 0.0088 | Generic | 6 Pr#22 Unshld Strnd Control Cable | M
78000008746 | Special Cables | 1.22 | 15% | 1.4 | 0.0113 | Generic | 27 Pr#22 Unshld Solid Control Cable | M
78000008744 | Special Cables | 0.41 | 15% | 0.47 | 0.01 | Generic | 9 Pr#22 Unshld Solid Control Cable | M
78000008743 | Special Cables | 0.28 | 15% | 0.32 | 0.0075 | Generic | 6 Pr#22 Unshld Solid Control Cable | M
78000008742 | Special Cables | 0.14 | 15% | 0.16 | 0.005 | Generic | 3 Pr#22 Unshld Solid Control Cable | M
78000008741 | Special Cables | 0.08 | 15% | 0.09 | 0.0038 | Generic | 2 Pr#22 Unshld Solid Control Cable | M
78000008740 | Special Cables | 0.04 | 15% | 0.05 | 0.0038 | Generic | 1 Pr#22 Unshld Solid Control Cable | M
78000008729 | Special Cables | 0.13 | 15% | 0.15 | 0.005 | Generic | 4/C #22 Shld Instrmnt&Audio Cable | M
78000008723 | Special Cables | 0.05 | 15% | 0.06 | 0.0038 | Generic | 2 Pr#22 Individual Shield Cable | M
78000008692 | Special Cables | 0.63 | 15% | 0.72 | 0.0113 | Generic | 9 Pr#18 Unshld Strnd Control Cable | M
78000008691 | Special Cables | 0.54 | 15% | 0.62 | 0.0088 | Generic | 6 Pr#18 Unshld Strnd Control Cable | M
78000008690 | Special Cables | 0.16 | 15% | 0.18 | 0.005 | Generic | 3 Pr#18 Unshld Strnd Control Cable | M
78000008629 | Special Cables | 2.12 | 15% | 2.44 | 0.0175 | Generic | 12/C #14 Unshld Audio & Cntrl Cable | M
78000008628 | Special Cables | 1.29 | 15% | 1.48 | 0.01 | Generic | 7/C #14 Unshld Audio & Cntrl Cable | M
78000008627 | Special Cables | 0.49 | 15% | 0.56 | 0.0075 | Generic | 4/C #14 Unshld Audio & Cntrl Cable | M
78000008624 | Special Cables | 2.38 | 15% | 2.74 | 0.02 | Generic | 19/C #16 Unshld Audio & Cntrl Cable | M
78000008623 | Special Cables | 1.85 | 15% | 2.13 | 0.0175 | Generic | 15/C #16 Unshld Audio & Cntrl Cable | M
78000008622 | Special Cables | 1.11 | 15% | 1.28 | 0.015 | Generic | 12/C #16 Unshld Audio & Cntrl Cable | M
78000008621 | Special Cables | 0.52 | 15% | 0.6 | 0.0088 | Generic | 7/C #16 Unshld Audio & Cntrl Cable | M
78000008620 | Special Cables | 0.27 | 15% | 0.31 | 0.0063 | Generic | 4/C #16 Unshld Audio & Cntrl Cable | M
78000008619 | Special Cables | 0.82 | 15% | 0.94 | 0.0175 | Generic | 19/C #18 Unshld Audio & Cntrl Cable | M
78000008489 | Special Cables | 0.14 | 15% | 0.16 | 0.005 | Generic | 4/C #18 Unshld Audio & Cntrl Cable | M
78000008469 | Special Cables | 0.36 | 15% | 0.41 | 0.01 | Generic | 9/C #18 Unshld Audio & Cntrl Cable | M
78000008468 | Special Cables | 0.66 | 15% | 0.76 | 0.015 | Generic | 15/C #18 Unshld Audio & Cntrl Cable | M
78000008467 | Special Cables | 0.26 | 15% | 0.3 | 0.0075 | Generic | 7/C #18 Unshld Audio & Cntrl Cable | M
78000008466 | Special Cables | 0.5 | 15% | 0.58 | 0.0125 | Generic | 12/C #18 Unshld Audio & Cntrl Cable | M
78000008465 | Special Cables | 0.18 | 15% | 0.21 | 0.0063 | Generic | 5/C #18 Unshld Audio & Cntrl Cable | M
78000008459 | Special Cables | 0.56 | 15% | 0.64 | 0.0225 | Generic | 25/C #22 Unshld Audio & Cmptr Cable | M
78000008458 | Special Cables | 0.32 | 15% | 0.37 | 0.015 | Generic | 15/C #22 Unshld Audio & Cmptr Cable | M
78000008457 | Special Cables | 0.19 | 15% | 0.22 | 0.0125 | Generic | 12/C #22 Unshld Audio & Cmptr Cable | M
78000008456 | Special Cables | 0.16 | 15% | 0.18 | 0.0113 | Generic | 10/C #22 Unshld Audio & Cmptr Cable | M
78000008445 | Special Cables | 0.09 | 15% | 0.1 | 0.0063 | Generic | 5/C #22 Unshld Audio & Cmptr Cable | M
78000008444 | Special Cables | 0.07 | 15% | 0.08 | 0.005 | Generic | 4/C #22 Unshld Audio & Cmptr Cable | M
78000008443 | Special Cables | 0.05 | 15% | 0.06 | 0.0038 | Generic | 3/C #22 Unshld Audio & Cmptr Cable | M
78000008428 | Special Cables | 0.17 | 15% | 0.2 | 0.0038 | Generic | 2/C #18 Microphone Cable | M
78000008427 | Special Cables | 0.46 | 15% | 0.53 | 0.0088 | Generic | 7/C #20 Microphone Cable | M
78000008426 | Special Cables | 0.38 | 15% | 0.44 | 0.0075 | Generic | 6/C #20 Microphone Cable | M
78000008425 | Special Cables | 0.3 | 15% | 0.35 | 0.0063 | Generic | 5/C #20 Microphone Cable | M
78000008424 | Special Cables | 0.23 | 15% | 0.26 | 0.005 | Generic | 4/C #20 Microphone Cable | M
78000008423 | Special Cables | 0.17 | 15% | 0.2 | 0.0038 | Generic | 3/C #20 Microphone Cable | M
78000008418 | Special Cables | 0.55 | 15% | 0.63 | 0.01 | Generic | 8/C #20 Microphone Cable | M
78000008413 | Special Cables | 0.17 | 15% | 0.2 | 0.0025 | Generic | 2/C #24 Microphone Cable | M
78000008406 | Special Cables | 0.23 | 15% | 0.26 | 0.0038 | Generic | 3/C #24 Microphone Cable | M
78000008402 | Special Cables | 0.12 | 15% | 0.14 | 0.0025 | Generic | 2/C #20 Microphone Cable | M
78000008340 | Special Cables | 0.71 | 15% | 0.82 | 0.0125 | Generic | 10 Pr#28 Shld Computer Cable | M
78000008336 | Special Cables | 0.42 | 15% | 0.48 | 0.0088 | Generic | 6 Pr#28 Shld Computer Cable | M
78000008325 | Special Cables | 1.48 | 15% | 1.7 | 0.0225 | Generic | 25 Pr#22 Shld Computer Cable | M
78000008318 | Special Cables | 1.08 | 15% | 1.24 | 0.0175 | Generic | 18 Pr#22 Shld Computer Cable | M
78000008315 | Special Cables | 0.84 | 15% | 0.97 | 0.015 | Generic | 15 Pr#22 Shld Computer Cable | M
78000008312 | Special Cables | 0.64 | 15% | 0.74 | 0.0138 | Generic | 12 Pr#22 Shld Computer Cable | M
78000008310 | Special Cables | 0.42 | 15% | 0.48 | 0.0125 | Generic | 10 Pr#22 Shld Computer Cable | M
78000008308 | Special Cables | 0.35 | 15% | 0.4 | 0.0113 | Generic | 8 Pr#22 Shld Computer Cable | M
78000008307 | Special Cables | 0.3 | 15% | 0.35 | 0.01 | Generic | 7 Pr#22 Shld Computer Cable | M
78000008306 | Special Cables | 0.28 | 15% | 0.32 | 0.0088 | Generic | 6 Pr#22 Shld Computer Cable | M
78000008305 | Special Cables | 0.24 | 15% | 0.28 | 0.0075 | Generic | 5 Pr#22 Shld Computer Cable | M
78000008304 | Special Cables | 0.21 | 15% | 0.24 | 0.0063 | Generic | 4 Pr#22 Shld Computer Cable | M
78000008303 | Special Cables | 0.19 | 15% | 0.22 | 0.005 | Generic | 3 Pr#22 Shld Computer Cable | M
78000008302 | Special Cables | 0.15 | 15% | 0.17 | 0.0038 | Generic | 2 Pr#22 Shld Computer Cable | M
78000008267 | Special Cables | 0.34 | 15% | 0.39 | 0.005 | Generic | RG-213/U Broadcast Cable | M
78000008263 | Special Cables | 0.13 | 15% | 0.15 | 0.005 | Generic | RG-59B/U Broadcast Cable | M
78000008259 | Special Cables | 0.08 | 15% | 0.09 | 0.005 | Generic | RG-58/U Broadcast Cable | M
78000008255 | Special Cables | 0.09 | 15% | 0.1 | 0.005 | Generic | RG-62B/U Broadcast & Computer Cable | M
78000008254 | Special Cables | 0.08 | 15% | 0.09 | 0.005 | Generic | RG-62/U Broadcast & Computer Cable | M
78000008242 | Special Cables | 0.54 | 15% | 0.62 | 0.005 | Generic | RG-9/U Broadcast Cable | M
78000008241 | Special Cables | 0.08 | 15% | 0.09 | 0.005 | Generic | RG-59/U Broadcast Cable | M
78000008240 | Special Cables | 0.08 | 15% | 0.09 | 0.005 | Generic | RG-58/U Broadcast & Computer Cable | M
78000008238 | Special Cables | 0.28 | 15% | 0.32 | 0.005 | Generic | RG-11/U Broadcast Cable | M
78000008237 | Special Cables | 0.17 | 15% | 0.2 | 0.005 | Generic | RG-8/U Broadcast Cable | M
78000008221 | Special Cables | 0.1 | 15% | 0.12 | 0.005 | Generic | RG-59/U Broadcast & Computer Cable | M
78000008219 | Special Cables | 0.1 | 15% | 0.12 | 0.005 | Generic | RG-58A/U Broadcast Cable | M
78000008216 | Special Cables | 0.09 | 15% | 0.1 | 0.005 | Generic | RG-174/UBroadcast & Computer Cable | M
78000008205 | Special Cables | 0.04 | 15% | 0.05 | 0.0038 | Generic | 1 Pr#20 Unshld Strnd Control Cable | M
78000008185 | Special Cables | 1.87 | 15% | 2.15 | 0.0225 | Generic | 25 Pr#24 Individual Shield Cable | M
78000008178 | Special Cables | 1.55 | 15% | 1.78 | 0.0175 | Generic | 18 Pr#24 Individual Shield Cable | M
78000008175 | Special Cables | 1.37 | 15% | 1.58 | 0.015 | Generic | 15 Pr#24 Individual Shield Cable | M
78000008170 | Special Cables | 1.01 | 15% | 1.16 | 0.0125 | Generic | 10 Pr#24 Individual Shield Cable | M
78000008168 | Special Cables | 0.84 | 15% | 0.97 | 0.0113 | Generic | 8 Pr#24 Individual Shield Cable | M
78000008167 | Special Cables | 0.77 | 15% | 0.89 | 0.01 | Generic | 7 Pr#24 Individual Shield Cable | M
78000008166 | Special Cables | 0.63 | 15% | 0.72 | 0.0088 | Generic | 6 Pr#24 Individual Shield Cable | M
78000008165 | Special Cables | 0.45 | 15% | 0.52 | 0.0075 | Generic | 5 Pr#24 Individual Shield Cable | M
78000008164 | Special Cables | 0.35 | 15% | 0.4 | 0.0063 | Generic | 4 Pr#24 Individual Shield Cable | M
78000008163 | Special Cables | 0.26 | 15% | 0.3 | 0.005 | Generic | 3 Pr#24 Individual Shield Cable | M
78000008162 | Special Cables | 0.16 | 15% | 0.18 | 0.0038 | Generic | 2 Pr#24 Individual Shield Cable | M
78000004820 | Special Cables | 0.06 | 15% | 0.07 | 0.0025 | Generic | 1/C #20 Bell Wire | M
78000004817 | Special Cables | 0.32 | 15% | 0.37 | 0.01 | Generic | 8/C Plastic Thermostat Cable | M
78000004816 | Special Cables | 0.27 | 15% | 0.31 | 0.0088 | Generic | 7/C Plastic Thermostat Cable | M
78000004815 | Special Cables | 0.25 | 15% | 0.29 | 0.0075 | Generic | 6/C Plastic Thermostat Cable | M
78000004814 | Special Cables | 0.22 | 15% | 0.25 | 0.0063 | Generic | 5/C Plastic Thermostat Cable | M
78000004813 | Special Cables | 0.17 | 15% | 0.2 | 0.005 | Generic | 4/C Plastic Thermostat Cable | M
78000004812 | Special Cables | 0.12 | 15% | 0.14 | 0.0038 | Generic | 3/C Plastic Thermostat Cable | M
78000004811 | Special Cables | 0.09 | 15% | 0.1 | 0.0025 | Generic | 2/C Plastic Thermostat Cable | M
78000004807 | Special Cables | 0.32 | 15% | 0.37 | 0.01 | Generic | 8/C #18 Thermostat Wire | M
78000004806 | Special Cables | 0.28 | 15% | 0.32 | 0.0088 | Generic | 7/C #18 Thermostat Wire | M
78000004805 | Special Cables | 0.25 | 15% | 0.29 | 0.0075 | Generic | 6/C #18 Thermostat Wire | M
78000004804 | Special Cables | 0.22 | 15% | 0.25 | 0.0063 | Generic | 5/C #18 Thermostat Wire | M
78000004803 | Special Cables | 0.17 | 15% | 0.2 | 0.005 | Generic | 4/C #18 Thermostat Wire | M
78000004802 | Special Cables | 0.12 | 15% | 0.14 | 0.0038 | Generic | 3/C #18 Thermostat Wire | M
78000004801 | Special Cables | 0.09 | 15% | 0.1 | 0.0025 | Generic | 2/C #18 Thermostat Wire | M
78000008757 | Special Cables | 0.18 | 15% | 0.21 | 0.0063 | Generic | 4 Pr#22 Unshld Solid Control Cable | M
WMX6 | Suspension Hangers | 0.57 | 15% | 0.66 | 0.0625 | Erico | 6-MC Cable Clip | E
VF14708 | Suspension Hangers | 1.13 | 15% | 1.3 | 0.025 | Erico | 1/4" Rod Beam Clip Hanger | E
VF146TI | Suspension Hangers | 1.12 | 15% | 1.29 | 0.025 | Erico | 3/8" Threaded Rod Beam Clip Hanger | E
VF146A | Suspension Hangers | 1.17 | 15% | 1.35 | 0.025 | Erico | 3/8" Solid Rod Beam Clip Hanger | E
VF144TI | Suspension Hangers | 1.11 | 15% | 1.28 | 0.025 | Erico | 1/4" Threaded Rod Beam Clip Hanger | E
VF14 | Suspension Hangers | 0.52 | 15% | 0.6 | 0.025 | Erico | S-Hook Beam Clip Hanger | E
TH234 | Suspension Hangers | 0.69 | 15% | 0.79 | 0.0625 | Erico | Quick Mount Box to Stud Clip | E
SGB24A | Suspension Hangers | 4.01 | 15% | 4.61 | 0.0625 | Erico | 24" Box Bracket Bar | E
SGB16A | Suspension Hangers | 2.74 | 15% | 3.15 | 0.0625 | Erico | 16" Box Bracket Bar | E
RBS24 | Suspension Hangers | 3.85 | 15% | 4.43 | 0.0625 | Erico | 3 OR 4 Max 4" Sq Box Mtng Brkts | E
RBS16 | Suspension Hangers | 2.86 | 15% | 3.29 | 0.0625 | Erico | 3 Max 4" Sq Box Mtng Brkts | E
OBHA | Suspension Hangers | 5.7 | 15% | 6.56 | 0.125 | Erico | Offset Hanger Assembly Clip | E
MSS912 | Suspension Hangers | 4.15 | 15% | 4.77 | 0.025 | Erico | 9/16-3/4" Beam Parallel Strap Hange | E
MSS58 | Suspension Hangers | 3.36 | 15% | 3.86 | 0.025 | Erico | 5/16-1/2" Beam Parallel Strap Hange | E
MSS24 | Suspension Hangers | 3.36 | 15% | 3.86 | 0.025 | Erico | 1/8-1/4" Beam Parallel Strap Hanger | E
MSR912 | Suspension Hangers | 4.25 | 15% | 4.89 | 0.025 | Erico | 9/16-3/4" Beam Angle Strap Hanger | E
MSR58 | Suspension Hangers | 3.46 | 15% | 3.98 | 0.025 | Erico | 5/16-1/2" Beam Angle Strap Hanger | E
MSR24 | Suspension Hangers | 3.46 | 15% | 3.98 | 0.025 | Erico | 1/8-1/4" Beam Angle Strap Hanger | E
MSF | Suspension Hangers | 0.84 | 15% | 0.97 | 0.025 | Erico | Tap-on Box to Stud Clip | E
MPLS2 | Suspension Hangers | 2.66 | 15% | 3.06 | 0.5 | Erico | 2G Mtl Screw-on Mounting Plate Brkt | E
MPLS | Suspension Hangers | 1.43 | 15% | 1.64 | 0.5 | Erico | 1G Mtl Screw-on Mounting Plate Brkt | E
MPAL2 | Suspension Hangers | 3.63 | 15% | 4.17 | 0.5 | Erico | 2G Plastic Mounting Plate Bracket | E
MP34P | Suspension Hangers | 11.3 | 15% | 13 | 0.5 | Erico | 3G-4G Plastic Mounting Plate Brkt | E
MP2S | Suspension Hangers | 2.47 | 15% | 2.84 | 0.125 | Erico | 2G Low Voltage Mounting Plate Brkt | E
MP1S | Suspension Hangers | 1.17 | 15% | 1.35 | 0.0625 | Erico | Plate Mount Stud Clip | E
MP1P | Suspension Hangers | 0.95 | 15% | 1.09 | 0.5 | Erico | 1G Plastic Mounting Plate Bracket | E
MFS | Suspension Hangers | 2.16 | 15% | 2.48 | 0.025 | Erico | Adjustable Switch Box Clip | E
MFO | Suspension Hangers | 2.12 | 15% | 2.44 | 0.025 | Erico | Flush Wall Switch Box Clip | E
MFI | Suspension Hangers | 0.99 | 15% | 1.14 | 0.025 | Erico | 1/4-20 Switch Box Clip | E
MF750 | Suspension Hangers | 1.24 | 15% | 1.43 | 0.025 | Erico | 3/4" Wall Switch Box Clip | E
MF625 | Suspension Hangers | 1.67 | 15% | 1.92 | 0.025 | Erico | 5/8" Wall Switch Box Clip | E
MF500 | Suspension Hangers | 1.17 | 15% | 1.35 | 0.025 | Erico | 1/2" Wall Switch Box Clip | E
MF375 | Suspension Hangers | 1.31 | 15% | 1.51 | 0.025 | Erico | 3/8" Wall Switch Box Clip | E
MF250 | Suspension Hangers | 1.17 | 15% | 1.35 | 0.025 | Erico | 1/4" Wall Switch Box Clip | E
MAC2T | Suspension Hangers | 0.67 | 15% | 0.77 | 0.0625 | Erico | 3-MC/AC/BX Cable Metal Stud Clip | E
M912S | Suspension Hangers | 1.49 | 15% | 1.71 | 0.025 | Erico | 9/16-3/4" Stud Beam Clip | E
M912 | Suspension Hangers | 1.24 | 15% | 1.43 | 0.025 | Erico | 9/16-3/4" Universal Beam Clip | E
M58S | Suspension Hangers | 1.04 | 15% | 1.2 | 0.025 | Erico | 5/16-1/2" Stud Beam Clip | E
M58 | Suspension Hangers | 0.84 | 15% | 0.97 | 0.025 | Erico | 5/16-1/2" Universal Beam Clip | E
M24S | Suspension Hangers | 0.85 | 15% | 0.98 | 0.025 | Erico | 1/8-1/4" Stud Beam Clip | E
M24 | Suspension Hangers | 0.79 | 15% | 0.91 | 0.025 | Erico | 1/8-1/4" Universal Beam Clip | E
K8 | Suspension Hangers | 0.3 | 15% | 0.35 | 0.025 | Erico | 1/2" EMT Hanger To #10-9 Wire | E
K20 | Suspension Hangers | 0.79 | 15% | 0.91 | 0.0375 | Erico | 1-1/4" EMT Hanger To #8-#9 Wire | E
K16 | Suspension Hangers | 0.54 | 15% | 0.62 | 0.025 | Erico | 1" EMT Hanger To #8-#9 Wire | E
K12 | Suspension Hangers | 0.34 | 15% | 0.39 | 0.025 | Erico | 3/4" EMT Hanger To #10-#9 Wire | E
J1A6 | Suspension Hangers | 0.48 | 15% | 0.55 | 0.0125 | Erico | 6" Stud Box Support Clip | E
J1A4 | Suspension Hangers | 0.44 | 15% | 0.51 | 0.0125 | Erico | 4" Stud Box Support Clip | E
IDS2 | Suspension Hangers | 1.72 | 15% | 1.98 | 0.0625 | Erico | 2" Stud Clip | E
IDS15 | Suspension Hangers | 1.42 | 15% | 1.63 | 0.0625 | Erico | 1-1/2" Stud Clip | E
IDS | Suspension Hangers | 1.19 | 15% | 1.37 | 0.0625 | Erico | 5/8" Stud Clip | E
CJ6S | Suspension Hangers | 0.69 | 15% | 0.79 | 0.0625 | Erico | Colorado Jim Support w/Standoff | E
CJ6 | Suspension Hangers | 0.61 | 15% | 0.7 | 0.0625 | Erico | Colorado Jim Cable Support | E
CG4 | Suspension Hangers | 0.37 | 15% | 0.43 | 0.025 | Erico | Metal Stud Cable Gripper Clip | E
CAT64HPSWM3 | Suspension Hangers | 21.04 | 15% | 24.2 | 0.125 | Erico | 4" Wall Mount 3 Tier Cable Hanger | E
CAT64HPSWM2 | Suspension Hangers | 15.49 | 15% | 17.81 | 0.0625 | Erico | 4" Wall Mount 2 Tier Cable Hanger | E
CAT64HPSFM3 | Suspension Hangers | 23.31 | 15% | 26.81 | 0.0625 | Erico | 4" Sgl Side 3 Tier Cable Hanger | E
CAT64HPSFM2 | Suspension Hangers | 19.79 | 15% | 22.76 | 0.0625 | Erico | 4" Sgl Side 2 Tier Cable Hanger | E
CAT64HPCD1B | Suspension Hangers | 5.71 | 15% | 6.57 | 0.0625 | Erico | 4" Pedestan Clamp Cable Hanger | E
CAT64HPBCB | Suspension Hangers | 6.97 | 15% | 8.02 | 0.0625 | Erico | 4" BC Clamp Swivel Cable Hanger | E
CAT64HPBC200B | Suspension Hangers | 7.63 | 15% | 8.77 | 0.0625 | Erico | 4" Screw-on Swivel Cable Hanger | E
CAT64HPBC200 | Suspension Hangers | 7 | 15% | 8.05 | 0.125 | Erico | 4" Beam Clamp Cable Hanger | E
CAT64HPBC | Suspension Hangers | 6.37 | 15% | 7.33 | 0.0625 | Erico | 4" BC Clamp Cable Hanger | E
CAT64HPAF14 | Suspension Hangers | 5.88 | 15% | 6.76 | 0.0625 | Erico | 4" Purlin Clip Swivel Cable Hanger | E
CAT64HP912SM | Suspension Hangers | 6.21 | 15% | 7.14 | 0.0625 | Erico | 4" Purlin Clip Cable Hanger | E
CAT64HP58SM | Suspension Hangers | 5.97 | 15% | 6.87 | 0.0625 | Erico | 4" Tap-on Cable Hanger 1/2" Flng | E
CAT64HP58 | Suspension Hangers | 6.93 | 15% | 7.97 | 0.0625 | Erico | 4" Tap-on Swivel Cbl Hngr 1/2" Flng | E
CAT64HP | Suspension Hangers | 5.1 | 15% | 5.87 | 0.125 | Erico | 4" Screw-on Cable Hanger | E
CAT64CD1B | Suspension Hangers | 5.62 | 15% | 6.46 | 0.125 | Erico | Flr Pedestal CableHngr 4"Loop | E
CAT64BC200B | Suspension Hangers | 6.91 | 15% | 7.95 | 0.125 | Erico | 5/8" 360dg CableHngr 4"Loop | E
CAT48HPVF14 | Suspension Hangers | 4.38 | 15% | 5.04 | 0.0625 | Erico | 3" Purlin Clip Cable Hanger | E
CAT48HPCD1B | Suspension Hangers | 4.33 | 15% | 4.98 | 0.0625 | Erico | 3" Pedestal Clamp Cable Hanger | E
CAT48HPBCB | Suspension Hangers | 5.94 | 15% | 6.83 | 0.0625 | Erico | 3" BC Clamp Swivel Cable Hanger | E
CAT48HPBC200B | Suspension Hangers | 6.57 | 15% | 7.56 | 0.0625 | Erico | 3" Screw-on Swivel Cable Hanger | E
CAT48HPBC200 | Suspension Hangers | 5.8 | 15% | 6.67 | 0.125 | Erico | 3" Beam Clamp Cable Hanger | E
CAT48HPBC | Suspension Hangers | 5.17 | 15% | 5.95 | 0.0625 | Erico | 3" BC Clamp Cable Hanger | E
CAT48HP58SM | Suspension Hangers | 4.65 | 15% | 5.35 | 0.0625 | Erico | 3" Tap-on Cable Hanger 1/2" Flng | E
CAT48HP58 | Suspension Hangers | 5.89 | 15% | 6.77 | 0.0625 | Erico | 3" Tap-on Swivel Cbl Hngr 1/2" Flng | E
CAT48HP123 | Suspension Hangers | 4.54 | 15% | 5.22 | 0.0625 | Erico | 3" Purlin Clip Swivel Cable Hanger | E
CAT48HP | Suspension Hangers | 4.3 | 15% | 4.95 | 0.125 | Erico | 3" Screw-on Cable Hanger | E
CAT32HPVF14 | Suspension Hangers | 3.37 | 15% | 3.88 | 0.0625 | Erico | 2" Purlin Clip Cable Hanger | E
CAT32HPSWM3 | Suspension Hangers | 13.23 | 15% | 15.21 | 0.125 | Erico | 2" Wall Mount 3 Tier Cable Hanger | E
CAT32HPSWM2 | Suspension Hangers | 10.1 | 15% | 11.62 | 0.125 | Erico | 2" Wall Mount 2 Tier Cable Hanger | E
CAT32HPSFM3 | Suspension Hangers | 16.44 | 15% | 18.91 | 0.0625 | Erico | 2" Sgl Side 3 Tier Cable Hanger | E
CAT32HPDFM3 | Suspension Hangers | 24.2 | 15% | 27.83 | 0.125 | Erico | 2" Dbl Side 3 Tier Cable Hanger | E
CAT32HPCD1B | Suspension Hangers | 3.21 | 15% | 3.69 | 0.0625 | Erico | 2" Pedestal Clamp Cable Hanger | E
CAT32HPBCB | Suspension Hangers | 4.45 | 15% | 5.12 | 0.0625 | Erico | 2" BC Clamp Swivel Cable Hanger | E
CAT32HPBC200B | Suspension Hangers | 4.92 | 15% | 5.66 | 0.0625 | Erico | 2" Screw-on Swivel Cable Hanger | E
CAT32HPBC200 | Suspension Hangers | 4.36 | 15% | 5.01 | 0.125 | Erico | 2" Beam Clamp Cable Hanger | E
CAT32HPBC | Suspension Hangers | 3.97 | 15% | 4.57 | 0.0625 | Erico | 2" BC Clamp Cable Hanger | E
CAT32HP58SM | Suspension Hangers | 3.45 | 15% | 3.97 | 0.0625 | Erico | 2" Tap-on Cable Hanger 1/2" Flng | E
CAT32HP58 | Suspension Hangers | 4.37 | 15% | 5.03 | 0.0625 | Erico | 2" Tap-on Swivel Cbl Hngr 1/2" Flng | E
CAT32HP123 | Suspension Hangers | 3.37 | 15% | 3.88 | 0.0625 | Erico | 2" Purlin Clip Swivel Cable Hanger | E
CAT32HP | Suspension Hangers | 2.63 | 15% | 3.02 | 0.125 | Erico | 2" Screw-on Cable Hanger | E
CAT32CD1B | Suspension Hangers | 2.97 | 15% | 3.42 | 0.125 | Erico | Flr Pedestal CableHngr 2"Loop | E
CAT32BCB | Suspension Hangers | 4.32 | 15% | 4.97 | 0.125 | Erico | 1/2" 360dg CableHngr 2"Loop | E
CAT32BC200B | Suspension Hangers | 4.3 | 15% | 4.95 | 0.125 | Erico | 5/8" 360dg CableHngr 2"Loop | E
CAT32AFAB6 | Suspension Hangers | 3.51 | 15% | 4.04 | 0.0625 | Erico | Brkt 3/8" Hole CableHngr 2"Loop | E
CAT32AFAB4 | Suspension Hangers | 3.97 | 15% | 4.57 | 0.0625 | Erico | Brkt 1/4" Hole CableHngr 2"Loop | E
CAT326Z34 | Suspension Hangers | 3.21 | 15% | 3.69 | 0.0625 | Erico | 3" C-Purlin Clip Cable Hanger | E
CAT324Z34 | Suspension Hangers | 3.42 | 15% | 3.93 | 0.0625 | Erico | 3" Tap-on Swivel Cbl Hngr 3/4" Flng | E
CAT21AFAB3 | Suspension Hangers | 13.3 | 15% | 15.3 | 0.0625 | Erico | 2" Sgl Side 2 Tier Cable Hanger | E
CAT21AF14 | Suspension Hangers | 4.7 | 15% | 5.41 | 0.0625 | Erico | 2" Tap-on Swivel Cbl Hngr 3/4" Flng | E
CAT16HPVF14 | Suspension Hangers | 2.22 | 15% | 2.55 | 0.0625 | Erico | 1" Purlin Clip Cable Hanger | E
CAT16HPCD1B | Suspension Hangers | 2.06 | 15% | 2.37 | 0.0625 | Erico | 1" Pedestal Clamp Cable Hanger | E
CAT16HPBCB | Suspension Hangers | 3.25 | 15% | 3.74 | 0.0625 | Erico | 1" BC Clamp Swivel Cable Hanger | E
CAT16HPBC200B | Suspension Hangers | 3.73 | 15% | 4.29 | 0.0625 | Erico | 1" Screw-on Swivel Cable Hanger | E
CAT16HPBC200 | Suspension Hangers | 3.13 | 15% | 3.6 | 0.125 | Erico | 1" Beam Clamp Cable Hanger | E
CAT16HPBC | Suspension Hangers | 2.65 | 15% | 3.05 | 0.0625 | Erico | 1" BC Clamp Cable Hanger | E
CAT16HP912 | Suspension Hangers | 1.92 | 15% | 2.21 | 0.0625 | Erico | 1" Tap-on Swivel Cbl Hngr 3/4" Flng | E
CAT16HP58SM | Suspension Hangers | 2.32 | 15% | 2.67 | 0.0625 | Erico | 1" Tap-on Cable Hanger 1/2" Flng | E
CAT16HP58 | Suspension Hangers | 3.3 | 15% | 3.8 | 0.0625 | Erico | 1" Tap-on Swivel Cbl Hngr 1/2" Flng | E
CAT16HP123 | Suspension Hangers | 2.22 | 15% | 2.55 | 0.0625 | Erico | 1" Purlin Clip Swivel Cable Hanger | E
CAT16HP | Suspension Hangers | 1.76 | 15% | 2.02 | 0.125 | Erico | 1" Screw-on Cable Hanger | E
CAT12TS | Suspension Hangers | 3.06 | 15% | 3.52 | 0.0625 | Erico | T-Bar CableHngr 3/4"Loop | E
CAT12CD1B | Suspension Hangers | 1.79 | 15% | 2.06 | 0.125 | Erico | Flr Pedestal CableHngr 3/4"Loop | E
CAT12BCB | Suspension Hangers | 2.95 | 15% | 3.39 | 0.125 | Erico | 1/2" Scrw-on 360 CableHngr 3/4"Loop | E
CAT12BC200B | Suspension Hangers | 3.37 | 15% | 3.88 | 0.125 | Erico | 5/8" Scrw-on 360 CableHngr 3/4"Loop | E
BP-16-B1 | Suspension Hangers | 0.97 | 15% | 1.12 | 0.0625 | B-Line | Screw-On 3/4" GRC Stud Clip | E
BP-12-B1 | Suspension Hangers | 0.92 | 15% | 1.06 | 0.0625 | B-Line | Screw-On 1/2" GRC Stud Clip | E
BHR | Suspension Hangers | 0.52 | 15% | 0.6 | 0.0125 | Erico | Hanger Assembly Retaining Clip | E
BHC | Suspension Hangers | 0.39 | 15% | 0.45 | 0.0625 | Erico | Box Mount Hanger Assembly Clip | E
BHA | Suspension Hangers | 3.44 | 15% | 3.96 | 0.125 | Erico | Box Hanger Assembly Clip | E
BH-9-12-R | Suspension Hangers | 1.22 | 15% | 1.4 | 0.025 | B-Line | 9/16-3/4" Angle Strap Hanger | E
BH-9-12 | Suspension Hangers | 1.22 | 15% | 1.4 | 0.025 | B-Line | 9/16-3/4" Parallel Strap Hanger | E
BH-5-8-R | Suspension Hangers | 0.96 | 15% | 1.1 | 0.025 | B-Line | 5/15-1/2" Angle Strap Hanger | E
BH-5-8 | Suspension Hangers | 0.99 | 15% | 1.14 | 0.025 | B-Line | 5/16-1/2" Parallel Strap Hanger | E
BH-2-4-R | Suspension Hangers | 0.93 | 15% | 1.07 | 0.025 | B-Line | 1/8-1/4" Angle Strap Hanger | E
BH-2-4 | Suspension Hangers | 0.93 | 15% | 1.07 | 0.025 | B-Line | 1/8-1/4" Parallel Strap Hanger | E
BG-8-12-B5 | Suspension Hangers | 1.13 | 15% | 1.3 | 0.025 | B-Line | Tap-on 1/2" EMT Stud Clip | E
BG-8-12-B1 | Suspension Hangers | 0.97 | 15% | 1.12 | 0.0625 | B-Line | Screw-On 1/2" EMT Stud Clip | E
BG-20-B5 | Suspension Hangers | 1.57 | 15% | 1.81 | 0.025 | B-Line | Tap-on 1-1/4" EMT Stud Clip | E
BG-16-B5 | Suspension Hangers | 1.35 | 15% | 1.55 | 0.025 | B-Line | Tap-on 1" EMT Stud Clip | E
BG-16-B1 | Suspension Hangers | 1.09 | 15% | 1.25 | 0.0625 | B-Line | Screw-On 3/4" EMT Stud Clip | E
BF1-96 | Suspension Hangers | 1.09 | 15% | 1.25 | 0.0125 | B-Line | 6" Stud Box Stabilizer Clip | E
BF1-64 | Suspension Hangers | 0.9 | 15% | 1.04 | 0.0125 | B-Line | 4" Stud Box Stabilizer Clip | E
BF1-56 | Suspension Hangers | 0.88 | 15% | 1.01 | 0.0125 | B-Line | 3-1/2" Stud Box Stabilizer Clip | E
BF1-40 | Suspension Hangers | 0.87 | 15% | 1 | 0.0125 | B-Line | 2-1/2" Stud Box Stabilizer Clip | E
BC8PSM | Suspension Hangers | 1.81 | 15% | 2.08 | 0.1 | Erico | Beam Clamp w/1/2" Side Push Clip | E
BC8P | Suspension Hangers | 1.81 | 15% | 2.08 | 0.1 | Erico | Beam Clamp w/1/2" Btm Push Clip | E
BC812MSM | Suspension Hangers | 1.83 | 15% | 2.1 | 0.1 | Erico | Beam Clamp w1/2&3/4" Side Snap Clip | E
BC812M | Suspension Hangers | 1.83 | 15% | 2.1 | 0.1 | Erico | Beam Clamp w/1/2&3/4" Btm Snap Clip | E
BC32MSM | Suspension Hangers | 2.39 | 15% | 2.75 | 0.1 | Erico | Beam Clamp w/2" Side Snap Clip | E
BC32M | Suspension Hangers | 2.39 | 15% | 2.75 | 0.1 | Erico | Beam Clamp w/2" Btm Snap Clip | E
BC24MSM | Suspension Hangers | 2.31 | 15% | 2.66 | 0.1 | Erico | Beam Clamp w/1-1/2" Side Snap Clip | E
BC24M | Suspension Hangers | 2.31 | 15% | 2.66 | 0.1 | Erico | Beam Clamp w/1-1/2" Btm Snap Clip | E
BC20MSM | Suspension Hangers | 2.28 | 15% | 2.62 | 0.1 | Erico | Beam Clamp w/1-1/4" Side Snap Clip | E
BC20M | Suspension Hangers | 2.28 | 15% | 2.62 | 0.1 | Erico | Beam Clamp w/1-1/4" Btm Snap Clip | E
BC16PSM | Suspension Hangers | 2.01 | 15% | 2.31 | 0.1 | Erico | Beam Clamp w/1" Side Push Clip | E
BC16P | Suspension Hangers | 1.94 | 15% | 2.23 | 0.1 | Erico | Beam Clamp w/1" Btm Push Clip | E
BC16MSM | Suspension Hangers | 2.01 | 15% | 2.31 | 0.1 | Erico | Beam Clamp w/1" Side Snap Clip | E
BC16M | Suspension Hangers | 2.01 | 15% | 2.31 | 0.1 | Erico | Beam Clamp w/1" Btm Snap Clip | E
BC12PSM | Suspension Hangers | 1.86 | 15% | 2.14 | 0.1 | Erico | Beam Clamp w/3/4" Side Push Clip | E
BC12P | Suspension Hangers | 1.86 | 15% | 2.14 | 0.1 | Erico | Beam Clamp w/3/4" Btm Push Clip | E
BC | Suspension Hangers | 0.87 | 15% | 1 | 0.0625 | Erico | Beam Clamp to 1/2" Flange | E
BB9 | Suspension Hangers | 0.73 | 15% | 0.84 | 0.025 | B-Line | Tap-on Box to Stud Clip | E
BB2-16 | Suspension Hangers | 2 | 15% | 2.3 | 0.0625 | B-Line | 16" Box Bracket Bar | E
BB1 | Suspension Hangers | 0.55 | 15% | 0.63 | 0.0625 | B-Line | Screw-On Box to Stud Clip | E
BA-4-16-W | Suspension Hangers | 0.77 | 15% | 0.89 | 0.0375 | B-Line | 5/8" White T-Bar Twist Clip | E
BA-4-16-H | Suspension Hangers | 0.7 | 15% | 0.81 | 0.0375 | B-Line | Sign Hanger T-Bar Twist Clip | E
BA-4-16-48 | Suspension Hangers | 1.17 | 15% | 1.35 | 0.0375 | B-Line | 3" White T-Bar Twist Clip | E
BA-4-16-32 | Suspension Hangers | 1.03 | 15% | 1.18 | 0.0375 | B-Line | 2" White T-Bar Twist Clip | E
BA-4-16-24 | Suspension Hangers | 0.91 | 15% | 1.05 | 0.0375 | B-Line | 1-1/2" White T-Bar Twist Clip | E
BA-2-16-WBN | Suspension Hangers | 0.75 | 15% | 0.86 | 0.0375 | B-Line | White Brass Nut T-Bar Twist Clip | E
BA-2-16-BN | Suspension Hangers | 0.75 | 15% | 0.86 | 0.0375 | B-Line | Black Brass Nut T-Bar Twist Clip | E
ATS41 | Suspension Hangers | 0.57 | 15% | 0.66 | 0.025 | Erico | 1/4-20 Side T-Bar Clip | E
ATA4I | Suspension Hangers | 0.57 | 15% | 0.66 | 0.025 | Erico | 1/4-20 Top T-Bar Clip | E
AF14708 | Suspension Hangers | 1.15 | 15% | 1.32 | 0.0625 | Erico | 1/4" Rod Angle Beam Clip | E
AF146TI | Suspension Hangers | 1.14 | 15% | 1.31 | 0.0625 | Erico | 3/8" Threaded Rod Angle Beam Clip | E
AF146A | Suspension Hangers | 1.18 | 15% | 1.36 | 0.0625 | Erico | 3/8" Solid Rod Angle Beam Clip | E
AF144TI | Suspension Hangers | 1.13 | 15% | 1.3 | 0.0625 | Erico | 1/4" Threaded Rod Angle Beam Clip | E
8PF | Suspension Hangers | 1.52 | 15% | 1.75 | 0.025 | Erico | 1/2" EMT Stud Clip | E
8P912SM | Suspension Hangers | 1.59 | 15% | 1.83 | 0.0375 | Erico | 1/2"EMT 3/4" Beam Side Clip | E
8P912 | Suspension Hangers | 1.81 | 15% | 2.08 | 0.0375 | Erico | 1/2"EMT 3/4" Beam Bottom Clip | E
8P8P | Suspension Hangers | 1.02 | 15% | 1.17 | 0.0375 | Erico | 1/2"-1/2" Conduit to Conduit Clip | E
8P58SM | Suspension Hangers | 1.21 | 15% | 1.39 | 0.0375 | Erico | 1/2" EMT 1/2" Beam Side Clip | E
8P58 | Suspension Hangers | 1.5 | 15% | 1.73 | 0.0375 | Erico | 1/2"EMT 1/2" Beam Bottom Clip | E
8P24SM | Suspension Hangers | 1.16 | 15% | 1.33 | 0.0375 | Erico | 1/2"EMT 1/4" Beam Side Clip | E
8P24 | Suspension Hangers | 1.41 | 15% | 1.62 | 0.0375 | Erico | 1/2"EMT 1/4" Beam Bottom Clip | E
8P16P | Suspension Hangers | 1.1 | 15% | 1.27 | 0.0375 | Erico | 1/2"-1" Conduit to Conduit Clip | E
8P12P | Suspension Hangers | 1.05 | 15% | 1.21 | 0.0375 | Erico | 1/2"-3/4" Conduit to Conduit Clip | E
8D15L | Suspension Hangers | 0.3 | 15% | 0.35 | 0.0375 | Erico | 1/2" EMT Beam U-Clip | E
812MF | Suspension Hangers | 1.41 | 15% | 1.62 | 0.025 | Erico | 1/2&3/4" EMT Stud Clip | E
812MATS | Suspension Hangers | 1.22 | 15% | 1.4 | 0.025 | Erico | 1/2&3/4" Conduit Side T-Bar Clip | E
812MATA | Suspension Hangers | 1.2 | 15% | 1.38 | 0.025 | Erico | 1/2&3/4" Conduit Top T-Bar Clip | E
812M912SM | Suspension Hangers | 1.64 | 15% | 1.89 | 0.0375 | Erico | 1/2"&3/4"Pipe 3/4" Beam Side Clip | E
812M912 | Suspension Hangers | 1.87 | 15% | 2.15 | 0.0375 | Erico | 1/2"&3/4"Pipe 3/4" Beam Bottom Clip | E
812M58SM | Suspension Hangers | 1.23 | 15% | 1.41 | 0.0375 | Erico | 1/2"&3/4"Pipe 1/2" Beam Side Clip | E
812M58 | Suspension Hangers | 1.55 | 15% | 1.78 | 0.0375 | Erico | 1/2"&3/4"Pipe 1/2" Beam Bottom Clip | E
812M41 | Suspension Hangers | 0.41 | 15% | 0.47 | 0.0375 | Erico | 1/2"&3/4" Conduit 1/4-20 Hole Clip | E
812M24SM | Suspension Hangers | 1.05 | 15% | 1.21 | 0.0375 | Erico | 1/2"&3/4"Pipe 1/4" Beam Side Clip | E
812M24 | Suspension Hangers | 1.32 | 15% | 1.52 | 0.0375 | Erico | 1/2"&3/4"Pipe 1/4" Beam Bottom Clip | E
812M | Suspension Hangers | 0.4 | 15% | 0.46 | 0.025 | Erico | 1/2Ft&3/4" Conduit 9/32" Hole Clip | E
708912 | Suspension Hangers | 1.6 | 15% | 1.84 | 0.025 | Erico | 9/16-3/4" Beam 1/4" Solid Rod Hngr | E
70858 | Suspension Hangers | 1.12 | 15% | 1.29 | 0.025 | Erico | 5/16-1/2" Beam 1/4" Solid Rod Hngr | E
70824 | Suspension Hangers | 1.12 | 15% | 1.29 | 0.025 | Erico | 1/8-1/4" Beam 1/4" Solid Rod Hngr | E
6W | Suspension Hangers | 0.34 | 15% | 0.39 | 0.025 | Erico | 3/8" Hole Wedge Beam Hanger | E
6TI912 | Suspension Hangers | 1.54 | 15% | 1.77 | 0.025 | Erico | 9/16-3/4" Beam 3/8" Thrd Rod Hngr | E
6TI58 | Suspension Hangers | 1.2 | 15% | 1.38 | 0.025 | Erico | 5/16-1/2" Beam 3/8" Thrd Rod Hngr | E
6TI24 | Suspension Hangers | 1.2 | 15% | 1.38 | 0.025 | Erico | 1/8-1/4" Beam 3/8" Thrd Rod Hngr | E
6MF | Suspension Hangers | 1.64 | 15% | 1.89 | 0.025 | Erico | Box to Stud Clip | E
6A912 | Suspension Hangers | 1.36 | 15% | 1.56 | 0.025 | Erico | 9/16-3/4" Beam 3/8" Solid Rod Hngr | E
6A58 | Suspension Hangers | 1.04 | 15% | 1.2 | 0.025 | Erico | 5/16-1/2" Beam 3/8" Solid Rod Hngr | E
6A24 | Suspension Hangers | 1.22 | 15% | 1.4 | 0.025 | Erico | 1/8-1/4" Beam 3/8" Solid Rod Hngr | E
515 | Suspension Hangers | 0.44 | 15% | 0.51 | 0.025 | Erico | Fixture T-Bar Clip | E
51230 | Suspension Hangers | 8.99 | 15% | 10.34 | 0.0375 | Erico | 30" Span T-Bar Box Clip | E
51220 | Suspension Hangers | 8.98 | 15% | 10.33 | 0.0375 | Erico | 20" Span T-Bar Box Clip | E
51212 | Suspension Hangers | 9.07 | 15% | 10.43 | 0.0375 | Erico | 12" Span T-Bar Box Clip | E
512 | Suspension Hangers | 6.66 | 15% | 7.66 | 0.0375 | Erico | 24" Span T-Bar Box Clip | E
4TW | Suspension Hangers | 0.32 | 15% | 0.37 | 0.025 | Erico | 1/4-20 Wedge Beam Hanger | E
4TI912 | Suspension Hangers | 1.27 | 15% | 1.46 | 0.025 | Erico | 9/16-3/4" Beam 1/4" Thrd Rod Hngr | E
4TI58 | Suspension Hangers | 0.94 | 15% | 1.08 | 0.025 | Erico | 5/16-1/2" Beam 1/4" Thrd Rod Hngr | E
4TI24 | Suspension Hangers | 1.04 | 15% | 1.2 | 0.025 | Erico | 1/8-1/4" Beam 1/4" Thrd Rod Hngr | E
4H912 | Suspension Hangers | 0.9 | 15% | 1.04 | 0.0375 | Erico | 3/4" 1/4-Hole Beam Clip | E
4H58 | Suspension Hangers | 0.61 | 15% | 0.7 | 0.0375 | Erico | 1/2" 1/4-Hole Beam Clip | E
4H24 | Suspension Hangers | 0.56 | 15% | 0.64 | 0.0375 | Erico | 1/4" 1/4-Hole Beam Clip | E
4G8WH | Suspension Hangers | 1.02 | 15% | 1.17 | 0.0375 | Erico | 5/8" White Track Light Clip | E
4G8 | Suspension Hangers | 0.91 | 15% | 1.05 | 0.0375 | Erico | 5/8" Black Track Light Clip | E
4G163 | Suspension Hangers | 1.17 | 15% | 1.35 | 0.0375 | Erico | 3" Alum Stud T-Bar Twist Clip | E
4G162 | Suspension Hangers | 1.55 | 15% | 1.78 | 0.0375 | Erico | 2" Alum Stud T-Bar Twist Clip | E
4G1615 | Suspension Hangers | 1.21 | 15% | 1.39 | 0.0375 | Erico | 1-1/2" Alum Stud T-Bar Twist Clip | E
4G16 | Suspension Hangers | 0.88 | 15% | 1.01 | 0.0375 | Erico | 5/8" Black Stud T-Bar Twist Clip | E
4BRT64 | Suspension Hangers | 1.77 | 15% | 2.04 | 0.125 | Erico | 4" 1/4-24 Threaded Bridal Ring | E
4BRT32WS | Suspension Hangers | 1.24 | 15% | 1.43 | 0.25 | Erico | 2" #14 Wood Screw Bridal Ring | E
4BRT32 | Suspension Hangers | 1.28 | 15% | 1.47 | 0.125 | Erico | 2" 1/4-24 Threaded Bridal Ring | E
4BRT20WS | Suspension Hangers | 1.16 | 15% | 1.33 | 0.25 | Erico | 1-1/4" #14 Wood Screw Bridal Ring | E
4BRT20 | Suspension Hangers | 1.2 | 15% | 1.38 | 0.125 | Erico | 1-1/4" 1/4-24 Threaded Bridal Ring | E
4ACS | Suspension Hangers | 0.63 | 15% | 0.72 | 0.0375 | Erico | Support T-Bar Clip | E
449 | Suspension Hangers | 0.68 | 15% | 0.78 | 0.025 | Erico | MC/AC/BX Cable Metal Stud Clip | E
3508P | Suspension Hangers | 1.18 | 15% | 1.36 | 0.0625 | Erico | Screw-On 1/2" EMT Stud Clip | E
35016P | Suspension Hangers | 1.28 | 15% | 1.47 | 0.0625 | Erico | Screw-On 1" EMT Stud Clip | E
35012P | Suspension Hangers | 1.2 | 15% | 1.38 | 0.0625 | Erico | Screw-On 3/4" EMT Stud Clip | E
350 | Suspension Hangers | 0.62 | 15% | 0.71 | 0.0625 | Erico | Screw-On Box to Stud Clip | E
32M912SM | Suspension Hangers | 2.15 | 15% | 2.47 | 0.05 | Erico | 2"Pipe 3/4" Beam Side Clip | E
32M912 | Suspension Hangers | 2.54 | 15% | 2.92 | 0.05 | Erico | 2"Pipe 3/4" Beam Bottom Clip | E
32M58SM | Suspension Hangers | 1.9 | 15% | 2.19 | 0.05 | Erico | 2"Pipe 1/2" Beam Side Clip | E
32M58 | Suspension Hangers | 2.25 | 15% | 2.59 | 0.05 | Erico | 2"Pipe 1/2" Beam Bottom Clip | E
32M41 | Suspension Hangers | 0.98 | 15% | 1.13 | 0.025 | Erico | 2" Conduit 1/4-20 Hole Clip | E
32M24SM | Suspension Hangers | 1.94 | 15% | 2.23 | 0.05 | Erico | 2"Pipe 1/4" Beam Side Clip | E
32M24 | Suspension Hangers | 2.28 | 15% | 2.62 | 0.05 | Erico | 2"Pipe 1/4" Beam Bottom Clip | E
32M | Suspension Hangers | 0.99 | 15% | 1.14 | 0.025 | Erico | 2" Conduit 9/32" Hole Clip | E
2H4 | Suspension Hangers | 0.49 | 15% | 0.56 | 0.0375 | Erico | 9/64" 1/4-Hole Beam Clip | E
2FMP28 | Suspension Hangers | 1.31 | 15% | 1.51 | 0.0375 | Erico | Multi-Purpose Flange Clip | E
2BRT8 | Suspension Hangers | 0.77 | 15% | 0.89 | 0.125 | Erico | 1/2" 10-24 Threaded Bridal Ring | E
2BRT32 | Suspension Hangers | 1.14 | 15% | 1.31 | 0.125 | Erico | 2" 10-24 Threaded Bridal Ring | E
2BRT20 | Suspension Hangers | 1.02 | 15% | 1.17 | 0.125 | Erico | 1-1/4" 10-24 Threaded Bridal Ring | E
2BRT12 | Suspension Hangers | 0.85 | 15% | 0.98 | 0.125 | Erico | 3/4" 10-24 Threaded Bridal Ring | E
2BR8 | Suspension Hangers | 0.3 | 15% | 0.35 | 0.0625 | Erico | 1/2" #8 Wire Bridal Ring | E
2BR32 | Suspension Hangers | 0.57 | 15% | 0.66 | 0.0625 | Erico | 2" #8 Wire Bridal Ring | E
2BR20 | Suspension Hangers | 0.4 | 15% | 0.46 | 0.0625 | Erico | 1-1/4" #8 Wire Bridal Ring | E
2BR12 | Suspension Hangers | 0.32 | 15% | 0.37 | 0.0625 | Erico | 3/4" #8 Wire Bridal Ring | E
24M912SM | Suspension Hangers | 2.11 | 15% | 2.43 | 0.05 | Erico | 1-1/2"Pipe 3/4" Beam Side Clip | E
24M912 | Suspension Hangers | 2.39 | 15% | 2.75 | 0.05 | Erico | 1-1/2"Pipe 3/4" Beam Bottom Clip | E
24M58SM | Suspension Hangers | 1.8 | 15% | 2.07 | 0.05 | Erico | 1-1/2"Pipe 1/2" Beam Side Clip | E
24M58 | Suspension Hangers | 2.15 | 15% | 2.47 | 0.05 | Erico | 1-1/2"Pipe 1/2" Beam Bottom Clip | E
24M41 | Suspension Hangers | 0.85 | 15% | 0.98 | 0.025 | Erico | 1-1/2" Conduit 1/4-20 Hole Clip | E
24M24SM | Suspension Hangers | 1.77 | 15% | 2.04 | 0.05 | Erico | 1-1/2"Pipe 1/4" Beam Side Clip | E
24M24 | Suspension Hangers | 2.1 | 15% | 2.42 | 0.05 | Erico | 1-1/2"Pipe 1/4" Beam Bottom Clip | E
24M | Suspension Hangers | 0.85 | 15% | 0.98 | 0.025 | Erico | 1-1/2" Conduit 9/32" Hole Clip | E
20M912SM | Suspension Hangers | 2 | 15% | 2.3 | 0.05 | Erico | 1-1/4"Pipe 3/4" Beam Side Clip | E
20M912 | Suspension Hangers | 2.32 | 15% | 2.67 | 0.05 | Erico | 1-1/4"Pipe 3/4" Beam Bottom Clip | E
20M58SM | Suspension Hangers | 1.69 | 15% | 1.94 | 0.05 | Erico | 1-1/4"Pipe 1/2" Beam Side Clip | E
20M58 | Suspension Hangers | 2.04 | 15% | 2.35 | 0.05 | Erico | 1-1/4"Pipe 1/2" Beam Bottom Clip | E
20M41 | Suspension Hangers | 0.9 | 15% | 1.04 | 0.025 | Erico | 1-1/4" Conduit 1/4-20 Hole Clip | E
20M24SM | Suspension Hangers | 1.69 | 15% | 1.94 | 0.05 | Erico | 1-1/4"Pipe 1/4" Beam Side Clip | E
20M24 | Suspension Hangers | 2.02 | 15% | 2.32 | 0.05 | Erico | 1-1/4"Pipe 1/4" Beam Bottom Clip | E
20M | Suspension Hangers | 0.82 | 15% | 0.94 | 0.025 | Erico | 1-1/4" Conduit 9/32" Hole Clip | E
20D15L | Suspension Hangers | 0.44 | 15% | 0.51 | 0.0375 | Erico | 1-1/4" EMT Beam U-Clip | E
16PF | Suspension Hangers | 1.6 | 15% | 1.84 | 0.025 | Erico | 1" EMT Stud Clip | E
16P912SM | Suspension Hangers | 1.65 | 15% | 1.9 | 0.0375 | Erico | 1"EMT 1/2" Beam Side Clip | E
16P912 | Suspension Hangers | 1.82 | 15% | 2.09 | 0.0375 | Erico | 1"EMT 3/4" Beam Bottom Clip | E
16P58SM | Suspension Hangers | 1.29 | 15% | 1.48 | 0.0375 | Erico | 1"EMT 1/2" Beam Side Clip | E
16P58 | Suspension Hangers | 1.61 | 15% | 1.85 | 0.0375 | Erico | 1"EMT 1/2" Beam Bottom Clip | E
16P24SM | Suspension Hangers | 1.29 | 15% | 1.48 | 0.0375 | Erico | 1"EMT 1/4" Side Beam Clip | E
16P24 | Suspension Hangers | 1.6 | 15% | 1.84 | 0.0375 | Erico | 1"EMT 1/4" Beam Bottom Clip | E
16P16P | Suspension Hangers | 1.22 | 15% | 1.4 | 0.0375 | Erico | 1"-1" Conduit to Conduit Clip | E
16MF | Suspension Hangers | 1.68 | 15% | 1.93 | 0.025 | Erico | 1" EMT Stud Clip | E
16MATS | Suspension Hangers | 1.39 | 15% | 1.6 | 0.025 | Erico | 1" Conduit Side T-Bar Clip | E
16MATA | Suspension Hangers | 1.38 | 15% | 1.59 | 0.025 | Erico | 1" Conduit Top T-Bar Clip | E
16M912SM | Suspension Hangers | 1.83 | 15% | 2.1 | 0.0375 | Erico | 1"Pipe 3/4" Beam Side Clip | E
16M912 | Suspension Hangers | 2.14 | 15% | 2.46 | 0.0375 | Erico | 1"Pipe 3/4" Beam Bottom Clip | E
16M58SM | Suspension Hangers | 1.38 | 15% | 1.59 | 0.0375 | Erico | 1"Pipe 1/2" Beam Side Clip | E
16M58 | Suspension Hangers | 1.69 | 15% | 1.94 | 0.0375 | Erico | 1"Pipe 1/2" Beam Bottom Clip | E
16M41 | Suspension Hangers | 0.54 | 15% | 0.62 | 0.025 | Erico | 1" Conduit 1/4-20 Hole Clip | E
16M24SM | Suspension Hangers | 1.17 | 15% | 1.35 | 0.0375 | Erico | 1"Pipe 1/4" Beam Side Clip | E
16M24 | Suspension Hangers | 1.69 | 15% | 1.94 | 0.0375 | Erico | 1"Pipe 1/4" Beam Bottom Clip | E
16M | Suspension Hangers | 0.53 | 15% | 0.61 | 0.025 | Erico | 1" Conduit 9/32" Hole Clip | E
16D15L | Suspension Hangers | 0.36 | 15% | 0.41 | 0.0375 | Erico | 1" EMT Beam U-Clip | E
16812M | Suspension Hangers | 1.24 | 15% | 1.43 | 0.0375 | Erico | 1/2"&3/4" Conduit Trapeze Clip | E
1632M | Suspension Hangers | 1.72 | 15% | 1.98 | 0.0375 | Erico | 2" Conduit Trapeze Clip | E
1624M | Suspension Hangers | 1.71 | 15% | 1.97 | 0.0375 | Erico | 1-1/2" Conduit Trapeze Clip | E
1620M | Suspension Hangers | 1.65 | 15% | 1.9 | 0.0375 | Erico | 1-1/4" Conduit Trapeze Clip | E
1616M | Suspension Hangers | 1.27 | 15% | 1.46 | 0.0375 | Erico | 1" Conduit Trapeze Clip | E
12PF | Suspension Hangers | 1.27 | 15% | 1.46 | 0.025 | Erico | 3/4" EMT Stud Clip | E
12P912SM | Suspension Hangers | 1.63 | 15% | 1.87 | 0.0375 | Erico | 3/4"EMT 1/2" Beam Side Clip | E
12P912 | Suspension Hangers | 1.94 | 15% | 2.23 | 0.0375 | Erico | 3/4"EMT 3/4" Beam Bottom Clip | E
12P58SM | Suspension Hangers | 1.27 | 15% | 1.46 | 0.0375 | Erico | 3/4"EMT 1/2" Beam Side Clip | E
12P58 | Suspension Hangers | 1.57 | 15% | 1.81 | 0.0375 | Erico | 3/4"EMT 1/2" Beam Bottom Clip | E
12P24SM | Suspension Hangers | 1.16 | 15% | 1.33 | 0.0375 | Erico | 3/4"EMT 1/4" Beam Side Clip | E
12P24 | Suspension Hangers | 1.45 | 15% | 1.67 | 0.0375 | Erico | 3/4"EMT 1/4" Beam Bottom Clip | E
12P16P | Suspension Hangers | 1.15 | 15% | 1.32 | 0.0375 | Erico | 3/4"-1" Conduit to Conduit Clip | E
12P12P | Suspension Hangers | 1.07 | 15% | 1.23 | 0.0375 | Erico | 3/4"-3/4" Conduit to Conduit Clip | E
12D15L | Suspension Hangers | 0.33 | 15% | 0.38 | 0.0375 | Erico | 3/4" EMT Beam U-Clip | E
1238P | Suspension Hangers | 1.26 | 15% | 1.45 | 0.0375 | Erico | 1/2" EMT Z Purlin Clip | E
123812M | Suspension Hangers | 1.23 | 15% | 1.41 | 0.0375 | Erico | 1/2"&3/4" Conduit Z Purlin Clip | E
12320M | Suspension Hangers | 1.66 | 15% | 1.91 | 0.05 | Erico | 1-1/4" Conduit Z Purlin Clip | E
12316P | Suspension Hangers | 1.37 | 15% | 1.58 | 0.0375 | Erico | 1" EMT Z Purlin Clip | E
12316M | Suspension Hangers | 1.41 | 15% | 1.62 | 0.0375 | Erico | 1" Conduit Z Purlin Clip | E
12312P | Suspension Hangers | 1.26 | 15% | 1.45 | 0.0375 | Erico | 3/4" EMT Z Purlin Clip | E
122708 | Suspension Hangers | 1.19 | 15% | 1.37 | 0.025 | Erico | 1/4" Rod Z Purlin Clip | E
1226TI | Suspension Hangers | 1.21 | 15% | 1.39 | 0.025 | Erico | 3/8" Threaded Rod Z Purlin Clip | E
1226A | Suspension Hangers | 1.24 | 15% | 1.43 | 0.025 | Erico | 3/8" Solid Rod Z Purlin Clip | E
1224TI | Suspension Hangers | 1.2 | 15% | 1.38 | 0.025 | Erico | 1/4" Threaded Rod Z Purlin Clip | E
98711070120 | Telephone Equipment | 310 | 15% | 356.5 | 2.5 | Telephones | Hazardous Area Telephone Horn Relay | E
98711070115 | Telephone Equipment | 372.5 | 15% | 428.38 | 3.75 | Telephones | Hazardous Area Telephone Horn | E
98711070110 | Telephone Equipment | 228 | 15% | 262.2 | 2.5 | Telephones | Hazardous Area Telephone Bell | E
98711070105 | Telephone Equipment | 156 | 15% | 179.4 | 2.5 | Telephones | Hazardous Area Phone Selector Sw | E
98711070100 | Telephone Equipment | 840.5 | 15% | 966.58 | 3.75 | Telephones | Hazardous Area Wall Telephone | E
98711070095 | Telephone Equipment | 1631.5 | 15% | 1876.23 | 5 | Telephones | Hazardous Area Desk Telephone | E
98711070085 | Telephone Equipment | 44 | 15% | 50.6 | 1.875 | Telephones | 50 Point Phone Terminal Block | E
98711070080 | Telephone Equipment | 22.5 | 15% | 25.88 | 1.25 | Telephones | 25 Point Phone Terminal Block | E
98711070075 | Telephone Equipment | 2.5 | 15% | 2.88 | 0.075 | Telephones | St Steel Telephone Jack Plate | E
98711070070 | Telephone Equipment | 1.5 | 15% | 1.73 | 0.075 | Telephones | Metal Telephone Jack Plate | E
98711070065 | Telephone Equipment | 1.5 | 15% | 1.73 | 0.075 | Telephones | Plastic Telephone Jack Plate | E
98711070060 | Telephone Equipment | 17.5 | 15% | 20.13 | 0.4375 | Telephones | Exterior Telephone Jack | E
98711070055 | Telephone Equipment | 7.5 | 15% | 8.63 | 0.3125 | Telephones | Interior Telephone Jack | E
98711070050 | Telephone Equipment | 14 | 15% | 16.1 | 0.625 | Telephones | Long Telephone Cord | E
98711070045 | Telephone Equipment | 14 | 15% | 16.1 | 0.625 | Telephones | Telephone Interface Device | E
98711070040 | Telephone Equipment | 22.5 | 15% | 25.88 | 1.25 | Telephones | Telephone Buzzer | E
98711070035 | Telephone Equipment | 22.5 | 15% | 25.88 | 1.25 | Telephones | Telephone Push Button | E
98711070030 | Telephone Equipment | 22.5 | 15% | 25.88 | 1.25 | Telephones | Telephone Ground Button | E
98711070025 | Telephone Equipment | 361 | 15% | 415.15 | 6.75 | Telephones | 18 Button Telephone | E
98711070020 | Telephone Equipment | 175.5 | 15% | 201.83 | 6.25 | Telephones | 12 Button Telephone | E
98711070015 | Telephone Equipment | 111 | 15% | 127.65 | 4.375 | Telephones | 6 Button Telephone | E
98711070010 | Telephone Equipment | 102 | 15% | 117.3 | 3 | Telephones | 2 Button Telephone | E
98711070005 | Telephone Equipment | 90 | 15% | 103.5 | 2.5 | Telephones | 1 Button Telephone | E
WH2B | Time Clocks and Photocells | 65.76 | 15% | 75.62 | 1.5 | Tork | DPST 208-250V Water Heater Timer | E
W402B | Time Clocks and Photocells | 203.49 | 15% | 234.01 | 1.5 | Tork | 4PST 277V 7-Day Time Clock | E
W402AL-0 | Time Clocks and Photocells | 358.23 | 15% | 411.96 | 1.5 | Tork | 4PST 240V 7-Day Reserve Time Clock | E
W400BL | Time Clocks and Photocells | 616.77 | 15% | 709.29 | 1.5 | Tork | 4PST 120V 7-Day Reserve Time Clock | E
W400B | Time Clocks and Photocells | 192.96 | 15% | 221.9 | 1.5 | Tork | 4PST 120V 7-Day Time Clock | E
W302L | Time Clocks and Photocells | 560.46 | 15% | 644.53 | 1.25 | Tork | 3PST 277V 7-Day Reserve Time Clock | E
W302 | Time Clocks and Photocells | 184.67 | 15% | 212.37 | 1.25 | Tork | 3PST 277V 7-Day Time Clock | E
W300L | Time Clocks and Photocells | 548.94 | 15% | 631.28 | 1.25 | Tork | 3PST 120V 7-Day Reserve Time Clock | E
W300 | Time Clocks and Photocells | 181.84 | 15% | 209.12 | 1.25 | Tork | 3PST 120V 7-Day Time Clock | E
W222L | Time Clocks and Photocells | 560.46 | 15% | 644.53 | 1.25 | Tork | DPDT 277V 7-Day Reserve Time Clock | E
W222 | Time Clocks and Photocells | 185.35 | 15% | 213.15 | 1.25 | Tork | DPDT 277V 7-Day Time Clock | E
W220L | Time Clocks and Photocells | 551.25 | 15% | 633.94 | 1.25 | Tork | DPDT 120V 7-Day Reserve Time Clock | E
W220 | Time Clocks and Photocells | 182.02 | 15% | 209.32 | 1.25 | Tork | DPDT 120V 7-Day Time Clock | E
W202 | Time Clocks and Photocells | 185.35 | 15% | 213.15 | 1 | Tork | DPST 277V 7-Day Time Clock | E
W200 | Time Clocks and Photocells | 181.84 | 15% | 209.12 | 1 | Tork | DPST 120V 7-Day Time Clock | E
W120 | Time Clocks and Photocells | 181.84 | 15% | 209.12 | 1 | Tork | SPDT 120V 7-Day Time Clock | E
W100 | Time Clocks and Photocells | 180.05 | 15% | 207.06 | 0.75 | Tork | SPST 120V 7-Day Time Clock | E
TZ302L | Time Clocks and Photocells | 1222.56 | 15% | 1405.94 | 1.75 | Tork | 3PST 277V Omit/Rsv/Bypass Astro T/C | E
TZ300L | Time Clocks and Photocells | 865.95 | 15% | 995.84 | 1.75 | Tork | 3PST 120V Omit/Rsv/Bypass Astro T/C | E
TZ222L | Time Clocks and Photocells | 1316.99 | 15% | 1514.54 | 1.5 | Tork | DPDT 277V Omit/Rsv/Bypass Astro T/C | E
TZ220L | Time Clocks and Photocells | 1241.84 | 15% | 1428.12 | 1.5 | Tork | DPDT 120V Omit/Rsv/Bypass Astro T/C | E
TW302L | Time Clocks and Photocells | 1157.31 | 15% | 1330.91 | 1.75 | Tork | 3PST 277V 7-Day By Pass Time Clock | E
TW300L | Time Clocks and Photocells | 1232.24 | 15% | 1417.08 | 1.75 | Tork | 3PST 120V 7-Day By Pass Time Clock | E
TW222L | Time Clocks and Photocells | 798.44 | 15% | 918.21 | 1.5 | Tork | DPDT 277V 7-Day By Pass Time Clock | E
TW220L | Time Clocks and Photocells | 1134.82 | 15% | 1305.04 | 1.5 | Tork | DPDT 120V 7-Day By Pass Time Clock | E
T930L | Time Clocks and Photocells | 1357.68 | 15% | 1561.33 | 2 | Tork | 3-SPDT120V Time Clock w/Reserve | E
T920L | Time Clocks and Photocells | 1278.65 | 15% | 1470.45 | 1.75 | Tork | 2-SPDT 120V Time Clock w/Reserve | E
LC200 | Time Clocks and Photocells | 710.03 | 15% | 816.53 | 2.5 | Tork | SPDT 2 Zone Lighting Controller | E
EW201B-Y | Time Clocks and Photocells | 206.63 | 15% | 237.62 | 0.75 | Tork | SPST 7-Day Digital Time Clock | E
EW201B | Time Clocks and Photocells | 160.95 | 15% | 185.09 | 0.75 | Tork | SPST 7-Day Digital Time Clock | E
EW120B-Y | Time Clocks and Photocells | 190.64 | 15% | 219.24 | 0.75 | Tork | SPST 7-Day Digital Time Clock | E
EW120B-C | Time Clocks and Photocells | 205.49 | 15% | 236.31 | 0.75 | Tork | SPST 7-Day Digital Time Clock | E
EW120B | Time Clocks and Photocells | 125.81 | 15% | 144.68 | 1 | Tork | SPDT 7-Day Digital Time Clock | E
EW103B-Y | Time Clocks and Photocells | 194.9 | 15% | 224.14 | 1 | Tork | DPST 7-Day Digital Time Clock | E
EW103B-C | Time Clocks and Photocells | 217.36 | 15% | 249.96 | 1 | Tork | DPST 7-Day Digital Time Clock | E
EW103B | Time Clocks and Photocells | 128.73 | 15% | 148.04 | 1 | Tork | DPST 7-Day Digital Time Clock | E
EW101B-Y | Time Clocks and Photocells | 201.63 | 15% | 231.87 | 1 | Tork | SPST 7-Day Digital Time Clock | E
EW101B | Time Clocks and Photocells | 117.88 | 15% | 135.56 | 0.75 | Tork | SPST 7-Day Digital Time Clock | E
ES120A | Time Clocks and Photocells | 133.92 | 15% | 154.01 | 1.25 | Tork | SPDT 24Hr Digital Time Clock w/Skip | E
ES103A | Time Clocks and Photocells | 147.87 | 15% | 170.05 | 1.25 | Tork | DPST 24Hr Digital Time Clock w/Skip | E
EH20C | Time Clocks and Photocells | 80.2 | 15% | 92.23 | 1.5 | Tork | DPST 120-277V Water Heater Timer | E
EH20B | Time Clocks and Photocells | 132.52 | 15% | 152.4 | 1 | Tork | SPST 240V Water Heater Timer | E
EH10B | Time Clocks and Photocells | 106.48 | 15% | 122.45 | 1 | Tork | SPST 120V Water Heater Timer | E
E201B | Time Clocks and Photocells | 92.65 | 15% | 106.55 | 1.25 | Tork | SPST 24Hr Digital Time Clock | E
E120B | Time Clocks and Photocells | 92.54 | 15% | 106.42 | 1 | Tork | SPDT 24Hr Digital Time Clock | E
E103B | Time Clocks and Photocells | 115.3 | 15% | 132.6 | 1 | Tork | DPST 24Hr Digital Time Clock | E
E101PB | Time Clocks and Photocells | 147.86 | 15% | 170.04 | 1 | Tork | SPST 24Hr Digital Time Clock | E
E101B | Time Clocks and Photocells | 92.57 | 15% | 106.46 | 1 | Tork | SPST 24Hr Digital Time Clock | E
DZS400PB | Time Clocks and Photocells | 648.64 | 15% | 745.94 | 1.75 | Tork | SPDT 4 Chnl Astro 365 Day Timer | E
DZS200BP | Time Clocks and Photocells | 365.99 | 15% | 420.89 | 1.25 | Tork | SPDT 2 Chnl Astro 365 Day Timer | E
DZS100BP | Time Clocks and Photocells | 303.14 | 15% | 348.61 | 1 | Tork | DPDT 1 Chnl Astro 365 Day Timer | E
DWZ100B | Time Clocks and Photocells | 229.89 | 15% | 264.37 | 1 | Tork | SPDT 277V 7 Day 1 or 2 Chnl Timer | E
DW200B | Time Clocks and Photocells | 215.76 | 15% | 248.12 | 1 | Tork | SPDT 277V 7 Day 1 or 2 Chnl Timer | E
DTWH40 | Time Clocks and Photocells | 75.63 | 15% | 86.97 | 1.5 | Tork | DPST 120/240V Water Heater Timer | E
DTU40 | Time Clocks and Photocells | 121.43 | 15% | 139.64 | 1.5 | Tork | DPST 120-277V Water Heater Timer | E
DTS400B | Time Clocks and Photocells | 499.69 | 15% | 574.64 | 1 | Tork | SPDT 365 Day 4 Chnl Digital Timer | E
DTS200B | Time Clocks and Photocells | 232.76 | 15% | 267.67 | 1 | Tork | SPDT 365 Day 2 Chnl Digital Timer | E
DTS100B | Time Clocks and Photocells | 241.37 | 15% | 277.58 | 1.5 | Tork | DPDT 365 Day 1 Chnl Digital Timer | E
DLC400PB | Time Clocks and Photocells | 797.77 | 15% | 917.44 | 2.5 | Tork | SPDT 4 Zone Lighting Controller | E
DGUM100A | Time Clocks and Photocells | 378.24 | 15% | 434.98 | 1.25 | Tork | SPDT 7 Day Photo Override Timer | E
DGU100A-Y | Time Clocks and Photocells | 208.74 | 15% | 240.05 | 1.5 | Tork | DPDT 7 Day Photo Override Timer | E
DGS100A | Time Clocks and Photocells | 208.74 | 15% | 240.05 | 1.5 | Tork | DPDT 7 Day Signaling Timer | E
DGM100A-Y | Time Clocks and Photocells | 208.74 | 15% | 240.05 | 1.25 | Tork | SPDT 120V 1 or 2 Chnl Digital Timer | E
DGM100A | Time Clocks and Photocells | 162.09 | 15% | 186.4 | 1.25 | Tork | SPDT 120V 1 or 2 Chnl Digital Timer | E
DGLC100A-NC | Time Clocks and Photocells | 240.44 | 15% | 276.51 | 1.5 | Tork | DPDT 7 Day Photo Override Timer | E
DG280A | Time Clocks and Photocells | 235.24 | 15% | 270.53 | 1 | Tork | SPDT 24 Hour Signaling Timer | E
DG200A | Time Clocks and Photocells | 188.68 | 15% | 216.98 | 1.25 | Tork | SPDT 120V 1 or 2 Chnl Digital Timer | E
DG180A | Time Clocks and Photocells | 162.09 | 15% | 186.4 | 1.875 | Tork | DPDT 24 Hour Signaling Timer | E
DG100A-Y | Time Clocks and Photocells | 147.36 | 15% | 169.46 | 1.5 | Tork | DPDT 120V 1 or 2 Chnl Digital Timer | E
DG100A | Time Clocks and Photocells | 162.09 | 15% | 186.4 | 1.5 | Tork | DPDT 120V 1 or 2 Chnl Digital Timer | E
8008L | Time Clocks and Photocells | 283.76 | 15% | 326.32 | 1.25 | Tork | SPDT 277V 24Hr Time Clock w/Reserve | E
8008 | Time Clocks and Photocells | 167.1 | 15% | 192.17 | 1 | Tork | SPDT 277V 24Hr Time Clock w/Skip | E
8007U-O | Time Clocks and Photocells | 281.82 | 15% | 324.09 | 1 | Tork | SPDT 480V 24Hr Time Clock w/Skip | E
8007U | Time Clocks and Photocells | 222.52 | 15% | 255.9 | 1 | Tork | SPDT 480V 24Hr Time Clock w/Skip | E
8007-O | Time Clocks and Photocells | 222.94 | 15% | 256.38 | 1 | Tork | SPDT 120V 24Hr Time Clock w/Skip | E
8007L | Time Clocks and Photocells | 257.02 | 15% | 295.57 | 1.25 | Tork | SPDT 120V 24Hr Time Clock w/Reserve | E
8007 | Time Clocks and Photocells | 164.06 | 15% | 188.67 | 1 | Tork | SPDT 120V 24Hr Time Clock w/Skip | E
8004 | Time Clocks and Photocells | 143.18 | 15% | 164.66 | 1 | Tork | SPDT 208-277V Program Time Clock | E
8001U-O | Time Clocks and Photocells | 259.59 | 15% | 298.53 | 1 | Tork | SPDT 480/120V Program Time Clock | E
8001U-N | Time Clocks and Photocells | 257.63 | 15% | 296.27 | 1.25 | Tork | SPDT 480/120V Program Time Clock | E
8001U | Time Clocks and Photocells | 212.32 | 15% | 244.17 | 1.25 | Tork | SPDT 480/120V Program Time Clock | E
8001-O | Time Clocks and Photocells | 183.27 | 15% | 210.76 | 1 | Tork | SPDT 120V Program Time Clock | E
8001-NC | Time Clocks and Photocells | 185.09 | 15% | 212.85 | 1 | Tork | SPDT 120V Program Time Clock | E
8001-N | Time Clocks and Photocells | 185.09 | 15% | 212.85 | 1 | Tork | SPDT 120V Program Time Clock | E
8001 | Time Clocks and Photocells | 134.33 | 15% | 154.48 | 1 | Tork | SPDT 120V Program Time Clock | E
78626110021 | Time Clocks and Photocells | 99.99 | 15% | 114.99 | 1.25 | Tork | DPST Cut Off Time Clock-WP | E
78626110020 | Time Clocks and Photocells | 89.49 | 15% | 102.91 | 1.25 | Tork | DPST 277V Time Clock w/Cut-Off | E
78626110019 | Time Clocks and Photocells | 92.4 | 15% | 106.26 | 1 | Tork | SPST Cut Off Time Clock-WP | E
78626110018 | Time Clocks and Photocells | 80.38 | 15% | 92.44 | 1 | Tork | SPST 120V Time Clock w/Cut-Off | E
7302ZL | Time Clocks and Photocells | 616.93 | 15% | 709.47 | 1.25 | Tork | 3PST 277V Omit/Resrv Astro Time Clk | E
7302Z | Time Clocks and Photocells | 293.49 | 15% | 337.51 | 1.25 | Tork | 3PST 277V Day Omit Astro Time Clock | E
7302L | Time Clocks and Photocells | 393.48 | 15% | 452.5 | 1.25 | Tork | 3PST 277V Omit & Reserve Time Clock | E
7302 | Time Clocks and Photocells | 175.74 | 15% | 202.1 | 1.25 | Tork | 3PST 277V Day Omit Time Clock | E
7300ZL | Time Clocks and Photocells | 601.39 | 15% | 691.6 | 1.25 | Tork | 3PST 120V Omit/Resrv Astro Time Clk | E
7300Z | Time Clocks and Photocells | 256.89 | 15% | 295.42 | 1.25 | Tork | 3PST 120V Day Omit Astro Time Clock | E
7300L | Time Clocks and Photocells | 525.85 | 15% | 604.73 | 1.25 | Tork | 3PST 120V Omit & Reserve Time Clock | E
7300 | Time Clocks and Photocells | 171.94 | 15% | 197.73 | 1.25 | Tork | 3PST 120V Day Omit Time Clock | E
7222L | Time Clocks and Photocells | 550.05 | 15% | 632.56 | 1.25 | Tork | DPDT 277V Omit & Reserve Time Clock | E
7222 | Time Clocks and Photocells | 175.74 | 15% | 202.1 | 1.25 | Tork | DPDT 277V Day Omit Time Clock | E
7220L | Time Clocks and Photocells | 525.85 | 15% | 604.73 | 1.25 | Tork | DPDT 120V Omit & Reserve Time Clock | E
7220 | Time Clocks and Photocells | 171.94 | 15% | 197.73 | 1.25 | Tork | DPDT 120V Day Omit Time Clock | E
7202ZL | Time Clocks and Photocells | 541.92 | 15% | 623.21 | 1 | Tork | DPST 277V Omit/Resrv Astro Time Clk | E
7202Z | Time Clocks and Photocells | 167.96 | 15% | 193.15 | 1 | Tork | DPST 277V Day Omit Astro Time Clk | E
7202L | Time Clocks and Photocells | 441.66 | 15% | 507.91 | 1 | Tork | DPST 277V Omit & Reserve Time Clock | E
7202 | Time Clocks and Photocells | 111.02 | 15% | 127.67 | 1 | Tork | DPST 277V Day Omit Time Clock | E
7200ZL | Time Clocks and Photocells | 534.63 | 15% | 614.82 | 1 | Tork | DPST 120V Omit/Resrv Astro Time Clk | E
7200Z | Time Clocks and Photocells | 168.93 | 15% | 194.27 | 1 | Tork | DPST 120V Day Omit Astro Time Clock | E
7200L | Time Clocks and Photocells | 434.72 | 15% | 499.93 | 1 | Tork | DPST 120V Omit & Reserve Time Clock | E
7200 | Time Clocks and Photocells | 106.93 | 15% | 122.97 | 1 | Tork | DPST 120V Day Omit Time Clock | E
7122ZL | Time Clocks and Photocells | 593.83 | 15% | 682.9 | 1 | Tork | SPDT 277V Omit/Resrv Astro Time Clk | E
7122 | Time Clocks and Photocells | 111.05 | 15% | 127.71 | 1 | Tork | SPDT 277V Day Omit Time Clock | E
7120ZL | Time Clocks and Photocells | 534.63 | 15% | 614.82 | 1 | Tork | SPDT 120V Omit/Resrv Astro Time Clk | E
7120Z | Time Clocks and Photocells | 159.41 | 15% | 183.32 | 1 | Tork | SPDT 120V Day Omit Astro Time Clock | E
7120L | Time Clocks and Photocells | 434.72 | 15% | 499.93 | 1 | Tork | SPDT 120V Omit & Reserve Time Clock | E
7120 | Time Clocks and Photocells | 106.93 | 15% | 122.97 | 1 | Tork | SPDT 120V Day Omit Time Clock | E
7102 | Time Clocks and Photocells | 103.68 | 15% | 119.23 | 0.75 | Tork | SPST 277V Day Omit Time Clock | E
7100 | Time Clocks and Photocells | 99.37 | 15% | 114.28 | 0.75 | Tork | SPST 120V Day Omit Time Clock | E
3010 | Time Clocks and Photocells | 13.13 | 15% | 15.1 | 1 | Tork | 2Kw 120V Flush Photo Cell | E
3006 | Time Clocks and Photocells | 26.73 | 15% | 30.74 | 0.75 | Tork | 5.7Kw 277V Flush Photo Cell | E
3002 | Time Clocks and Photocells | 13.49 | 15% | 15.51 | 1 | Tork | 4Kw 277V Flush Photo Cell | E
3000 | Time Clocks and Photocells | 11.29 | 15% | 12.98 | 1 | Tork | 2Kw 120V Flush Photo Cell | E
2117 | Time Clocks and Photocells | 23.13 | 15% | 26.6 | 0.75 | Tork | 3Kw 120V Conduit Mount Photo Cell | E
2116 | Time Clocks and Photocells | 14.58 | 15% | 16.77 | 0.75 | Tork | 4Kw 208/277 Conduit Mount PhotoCell | E
2115 | Time Clocks and Photocells | 14.19 | 15% | 16.32 | 0.75 | Tork | 2Kw 120V Conduit Mount Photo Cell | E
2107 | Time Clocks and Photocells | 18.36 | 15% | 21.11 | 0.75 | Tork | 2Kw 120/277 Conduit Mount PhotoCell | E
2104 | Time Clocks and Photocells | 15.73 | 15% | 18.09 | 0.75 | Tork | 2Kw 208/277 Conduit Mount PhotoCell | E
2021 | Time Clocks and Photocells | 15.66 | 15% | 18.01 | 0.75 | Tork | 2Kw 120V Swivel Mount Photo Cell | E
2018 | Time Clocks and Photocells | 26.4 | 15% | 30.36 | 0.75 | Tork | 7.5Kw 480V Swivel Mount Photo Cell | E
2008B | Time Clocks and Photocells | 36.06 | 15% | 41.47 | 0.75 | Tork | 1Kw 400-550V Turnlock Photo Cell | E
2008A | Time Clocks and Photocells | 30.66 | 15% | 35.26 | 0.75 | Tork | 480V Turn Lock Photo Cell | E
2007B | Time Clocks and Photocells | 14.79 | 15% | 17.01 | 0.75 | Tork | 1Kw 105-305V Turnlock Photo Cell | E
2007A | Time Clocks and Photocells | 15.54 | 15% | 17.87 | 0.75 | Tork | 277V Turn Lock Photo Cell | E
2005B | Time Clocks and Photocells | 14.46 | 15% | 16.63 | 7.5 | Tork | 1Kw 105-130V Turnlock Photo Cell | E
2005A | Time Clocks and Photocells | 14.95 | 15% | 17.19 | 0.75 | Tork | 120V Turn Lock Photo Cell | E
2001 | Time Clocks and Photocells | 13.99 | 15% | 16.09 | 0.75 | Tork | 2Kw 120V Swivel Mount Photo Cell | E
2000-2 | Time Clocks and Photocells | 17.79 | 15% | 20.46 | 0.75 | Tork | 4Kw 277V Cond Mount Lexan Photocell | E
2000 | Time Clocks and Photocells | 12.79 | 15% | 14.71 | 0.75 | Tork | 2Kw 120V Cond Mount Lexan Photocell | E
1847AZL | Time Clocks and Photocells | 1051.23 | 15% | 1208.91 | 1.25 | Tork | SPDT Astro/Rsrv Mmntry Time Clock | E
1847AZ | Time Clocks and Photocells | 547.22 | 15% | 629.3 | 1 | Tork | SPDT Momentary Astro Time Clock | E
1847AWL | Time Clocks and Photocells | 1036.32 | 15% | 1191.77 | 1.25 | Tork | SPDT 7-Day/Rsrv Mmntry Time Clock | E
1847AW | Time Clocks and Photocells | 226.86 | 15% | 260.89 | 1 | Tork | SPDT Momentary 7-Day Time Clock | E
1847AL | Time Clocks and Photocells | 933.64 | 15% | 1073.69 | 1.25 | Tork | SPDT Momentary w/Reserve Time Clock | E
1847A | Time Clocks and Photocells | 213.66 | 15% | 245.71 | 1 | Tork | SPDT Momentary Time Clock | E
1104B-PC | Time Clocks and Photocells | 105.8 | 15% | 121.67 | 1 | Tork | DPST 277V 24Hr Time Clock-Ploy | E
1104B-P | Time Clocks and Photocells | 91.08 | 15% | 104.74 | 1.25 | Tork | DPST 277V 24Hr Time Clock-Poly | E
1104B-O | Time Clocks and Photocells | 97.77 | 15% | 112.44 | 1 | Tork | DPST 277V Time Clock-WP | E
1104B | Time Clocks and Photocells | 78.6 | 15% | 90.39 | 1 | Tork | DPST 277V Time Clock | E
1103B-PC | Time Clocks and Photocells | 93.96 | 15% | 108.05 | 1 | Tork | DPST 120V 24Hr Time Clock-Poly | E
1103B-P | Time Clocks and Photocells | 96.08 | 15% | 110.49 | 1 | Tork | DPST 277V Time Clock-Poly | E
1103B-O | Time Clocks and Photocells | 99.78 | 15% | 114.75 | 1 | Tork | DPST 120V Time Clock-WP | E
1103B | Time Clocks and Photocells | 81.49 | 15% | 93.71 | 1 | Tork | DPST 120V Time Clock | E
1102B | Time Clocks and Photocells | 80.56 | 15% | 92.64 | 0.75 | Tork | SPST 277V Time Clock | E
1101-O | Time Clocks and Photocells | 70.78 | 15% | 81.4 | 0.75 | Tork | SPST 120V Time Clock-WP | E
1101B-PC | Time Clocks and Photocells | 89.08 | 15% | 102.44 | 1 | Tork | SPST 120V Time Clock-Poly | E
1101B-P | Time Clocks and Photocells | 78.38 | 15% | 90.14 | 0.75 | Tork | SPST 120V Time Clock-Poly | E
1101B | Time Clocks and Photocells | 65.31 | 15% | 75.11 | 0.75 | Tork | SPST 120V Time Clock | E
TN228 | U-Channel | 0.97 | 15% | 1.12 | 0.025 | B-Line | 3/8-16 B11/12 Channel Twirl Nut | E
TN227 | U-Channel | 1.06 | 15% | 1.22 | 0.025 | B-Line | #10-32 B11/12 Channel Twirl Nut | E
TN226 | U-Channel | 1.28 | 15% | 1.47 | 0.025 | B-Line | 7/16-14 B11/12 Channel Twirl Nut | E
TN225 | U-Channel | 1.06 | 15% | 1.22 | 0.025 | B-Line | 1/2-13 B11/12 Channel Twirl Nut | E
TN224 | U-Channel | 0.91 | 15% | 1.05 | 0.025 | B-Line | 1/4-20 B11/12 Channel Twirl Nut | E
TN223 | U-Channel | 1.22 | 15% | 1.4 | 0.025 | B-Line | 5/16-18 B11/12 Channel Twirl Nut | E
TN222 | U-Channel | 1.2 | 15% | 1.38 | 0.025 | B-Line | #10-24 B11/12 Channel Twirl Nut | E
TN221 | U-Channel | 1.2 | 15% | 1.38 | 0.025 | B-Line | #8-32 B11/12 Channel Twirl Nut | E
STN228-34 | U-Channel | 6.96 | 15% | 8 | 0.025 | B-Line | 3/4" 3/8-16 B11/12 Twirl Nut | E
STN228-1-14 | U-Channel | 7.14 | 15% | 8.21 | 0.025 | B-Line | 1-1/4" 3/8-16 B11/12 Twirl Nut | E
STN228-1-12 | U-Channel | 7.47 | 15% | 8.59 | 0.025 | B-Line | 1-1/2" 3/8-16 B11/12 Twirl Nut | E
STN228-1 | U-Channel | 6.9 | 15% | 7.94 | 0.025 | B-Line | 1" 3/8-16 B11/12 Twirl Nut | E
STN225-34 | U-Channel | 7.72 | 15% | 8.88 | 0.025 | B-Line | 3/4" 1/2-13 B11/12 Twirl Nut | E
STN225-1-14 | U-Channel | 8.53 | 15% | 9.81 | 0.025 | B-Line | 1-1/4" 1/2-13 B11/12 Twirl Nut | E
STN225-1-12 | U-Channel | 7.47 | 15% | 8.59 | 0.025 | B-Line | 1-1/2" 1/2-13 B11/12 Twirl Nut | E
STN225-1 | U-Channel | 7.99 | 15% | 9.19 | 0.025 | B-Line | 1" 1/2-13 B11/12 Twirl Nut | E
STN224-34 | U-Channel | 5.55 | 15% | 6.38 | 0.025 | B-Line | 3/4" 1/4-20 B11/12 Twirl Nut | E
STN224-1-14 | U-Channel | 5.67 | 15% | 6.52 | 0.025 | B-Line | 1-1/4" 1/4-20 B11/12 Twirl Nut | E
STN224-1-12 | U-Channel | 5.8 | 15% | 6.67 | 0.025 | B-Line | 1-1/2" 1/4-20 B11/12 Twirl Nut | E
STN224-1 | U-Channel | 5.59 | 15% | 6.43 | 0.025 | B-Line | 1" 1/4-20 B11/12 Twirl Nut | E
SRHMS516X1-14 | U-Channel | 0.16 | 15% | 0.18 | 0.0375 | B-Line | 5/16"x1-1/4" Round Machine Screw | E
SRHMS516X1-12 | U-Channel | 0.17 | 15% | 0.2 | 0.0375 | B-Line | 5/16"x1-1/2" Round Machine Screw | E
SRHMS 516X1 | U-Channel | 0.13 | 15% | 0.15 | 0.025 | B-Line | 5/16"x1" Round Machine Screw | E
SRHMS 38X2-14 | U-Channel | 0.31 | 15% | 0.36 | 0.05 | B-Line | 3/8"x2-1/4" Round Machine Screw | E
SRHMS 38X2-12 | U-Channel | 0.32 | 15% | 0.37 | 0.05 | B-Line | 3/8"x2-1/2" Round Machine Screw | E
SRHMS 38X2 | U-Channel | 0.31 | 15% | 0.36 | 0.05 | B-Line | 3/8"x2" Round Machine Screw | E
SRHMS 38X1-14 | U-Channel | 0.2 | 15% | 0.23 | 0.0375 | B-Line | 3/8"x1-1/4" Round Machine Screw | E
SRHMS 38X1-12 | U-Channel | 0.14 | 15% | 0.16 | 0.0375 | B-Line | 3/8"x1-1/2" Round Machine Screw | E
SRHMS 38X1 | U-Channel | 0.19 | 15% | 0.22 | 0.025 | B-Line | 3/8"x1" Round Machine Screw | E
SRHMS 14X34 | U-Channel | 0.08 | 15% | 0.09 | 0.025 | B-Line | 1/4"x3/4" Round Machine Screw | E
SRHMS 14X1-14 | U-Channel | 0.09 | 15% | 0.1 | 0.0375 | B-Line | 1/4"x1-1/4" Round Machine Screw | E
SRHMS 14X1-12 | U-Channel | 0.09 | 15% | 0.1 | 0.0375 | B-Line | 1/4"x1-1/2" Round Machine Screw | E
SRHMS 14X12 | U-Channel | 0.08 | 15% | 0.09 | 0.025 | B-Line | 1/4"x1/2" Round Machine Screw | E
SRHMS 14X1 | U-Channel | 0.08 | 15% | 0.09 | 0.025 | B-Line | 1/4"x1" Round Machine Screw | E
SQN 58 | U-Channel | 0.29 | 15% | 0.33 | 0.025 | B-Line | 5/8" Square Nut | E
SQN 12 | U-Channel | 0.15 | 15% | 0.17 | 0.025 | B-Line | 1/2" Square Nut | E
SN728-34 | U-Channel | 5.35 | 15% | 6.15 | 0.025 | B-Line | 3/4" 3/8-16 B11/12 Spring Stud | E
SN728-1-14 | U-Channel | 5.43 | 15% | 6.24 | 0.025 | B-Line | 1-1/4" 3/8-16 B11/12 Spring Stud | E
SN728-1-12 | U-Channel | 5.67 | 15% | 6.52 | 0.025 | B-Line | 1-1/2" 3/8-16 B11/12 Spring Stud | E
SN728-1 | U-Channel | 5.35 | 15% | 6.15 | 0.025 | B-Line | 1" 3/8-16 B11/12 Spring Stud | E
SN725-34 | U-Channel | 5.92 | 15% | 6.81 | 0.025 | B-Line | 3/4" 1/2-13 B11/12 Spring Stud | E
SN725-1-14 | U-Channel | 6.43 | 15% | 7.39 | 0.025 | B-Line | 1-1/4" 1/2-13 B11/12 Spring Stud | E
SN725-1-12 | U-Channel | 6.84 | 15% | 7.87 | 0.025 | B-Line | 1-1/2" 1/2-13 B11/12 Spring Stud | E
SN725-1 | U-Channel | 6.15 | 15% | 7.07 | 0.025 | B-Line | 1" 1/2-13 B11/12 Spring Stud | E
SN724-34 | U-Channel | 4.21 | 15% | 4.84 | 0.025 | B-Line | 3/4" 1/4-20 B11/12 Spring Stud | E
SN724-1-14 | U-Channel | 4.29 | 15% | 4.93 | 0.025 | B-Line | 1-1/4" 1/4-20 B11/12 Spring Stud | E
SN724-1-12 | U-Channel | 4.38 | 15% | 5.04 | 0.025 | B-Line | 1-1/2" 1/4-20 B11/12 Spring Stud | E
SN724-1 | U-Channel | 4.27 | 15% | 4.91 | 0.025 | B-Line | 1" 1/4-20 B11/12 Spring Stud | E
SN228-34WO | U-Channel | 4.83 | 15% | 5.55 | 0.025 | B-Line | 3/4" 3/8-16 B11/12 Stud Nut | E
SN228-34 | U-Channel | 5.08 | 15% | 5.84 | 0.025 | B-Line | 3/4" 3/8-16 B22/24/26 Spring Stud | E
SN228-1WO | U-Channel | 4.89 | 15% | 5.62 | 0.025 | B-Line | 1" 3/8-16 B11/12 Stud Nut | E
SN228-1-14WO | U-Channel | 4.95 | 15% | 5.69 | 0.025 | B-Line | 1-1/4" 3/8-16 B11/12 Stud Nut | E
SN228-1-14 | U-Channel | 4.68 | 15% | 5.38 | 0.025 | B-Line | 1-1/4" 3/8-16 B22/24/26 Spring Stud | E
SN228-1-12WO | U-Channel | 5.2 | 15% | 5.98 | 0.025 | B-Line | 1-1/2" 3/8-16 B11/12 Stud Nut | E
SN228-1-12 | U-Channel | 5.35 | 15% | 6.15 | 0.025 | B-Line | 1-1/2" 3/8-16 B22/24/26 Spring Stud | E
SN228-1 | U-Channel | 4.54 | 15% | 5.22 | 0.025 | B-Line | 1" 3/8-16 B22/24/26 Spring Stud | E
SN225-34WO | U-Channel | 5.49 | 15% | 6.31 | 0.025 | B-Line | 3/4" 1/2-13 B11/12 Stud Nut | E
SN225-34 | U-Channel | 5.59 | 15% | 6.43 | 0.025 | B-Line | 3/4" 1/2-13 B22/24/26 Spring Stud | E
SN225-1WO | U-Channel | 5.7 | 15% | 6.56 | 0.025 | B-Line | 1" 1/2-13 B11/12 Stud Nut | E
SN225-1-14WO | U-Channel | 5.94 | 15% | 6.83 | 0.025 | B-Line | 1-1/4" 1/2-13 B11/12 Stud Nut | E
SN225-1-14 | U-Channel | 5.92 | 15% | 6.81 | 0.025 | B-Line | 1-1/4" 1/2-13 B22/24/26 Spring Stud | E
SN225-1-12WO | U-Channel | 6.18 | 15% | 7.11 | 0.025 | B-Line | 1-1/2" 1/2-13 B11/12 Stud Nut | E
SN225-1-12 | U-Channel | 6 | 15% | 6.9 | 0.025 | B-Line | 1-1/2" 1/2-13 B22/24/26 Spring Stud | E
SN225-14WO | U-Channel | 5.94 | 15% | 6.83 | 0.025 | B-Line | 1-1/4" 1/2-13 B22/24/26 Stud Nut | E
SN225-1 | U-Channel | 5.65 | 15% | 6.5 | 0.025 | B-Line | 1" 1/2-13 B22/24/26 Spring Stud | E
SN224-34WO | U-Channel | 3.76 | 15% | 4.32 | 0.025 | B-Line | 3/4" 1/4-20 B11/12 Stud Nut | E
SN224-34 | U-Channel | 3.67 | 15% | 4.22 | 0.025 | B-Line | 3/4" 1/4-20 B22/24/26 Spring Stud | E
SN224-1WO | U-Channel | 3.87 | 15% | 4.45 | 0.025 | B-Line | 1" 1/4-20 B11/12 Stud Nut | E
SN224-1-14WO | U-Channel | 3.91 | 15% | 4.5 | 0.025 | B-Line | 1-1/4" 1/4-20 B11/12 Stud Nut | E
SN224-1-14 | U-Channel | 4.11 | 15% | 4.73 | 0.025 | B-Line | 1-1/4" 1/4-20 B22/24/26 Spring Stud | E
SN224-1-12WO | U-Channel | 3.99 | 15% | 4.59 | 0.025 | B-Line | 1-1/2" 1/4-20 B11/12 Stud Nut | E
SN224-1-12 | U-Channel | 4.2 | 15% | 4.83 | 0.025 | B-Line | 1-1/2" 1/4-20 B22/24/26 Spring Stud | E
SN224-1 | U-Channel | 3.63 | 15% | 4.17 | 0.025 | B-Line | 1" 1/4-20 B22/24/26 Spring Stud | E
SFHMS 516X1 | U-Channel | 0.12 | 15% | 0.14 | 0.025 | B-Line | 5/16"x1" Flat Machine Screw | E
SFHMS 38X2-14 | U-Channel | 0.28 | 15% | 0.32 | 0.05 | B-Line | 3/8"x2-1/4" Flat Machine Screw | E
SFHMS 38X2-12 | U-Channel | 0.34 | 15% | 0.39 | 0.05 | B-Line | 3/8"x2-1/2" Flat Machine Screw | E
SFHMS 38X2 | U-Channel | 0.25 | 15% | 0.29 | 0.05 | B-Line | 3/8"x2" Flat Machine Screw | E
SFHMS 38X1-12 | U-Channel | 0.24 | 15% | 0.28 | 0.0375 | B-Line | 3/8"x1-1/2" Flat Machine Screw | E
SFHMS 14X58 | U-Channel | 0.06 | 15% | 0.07 | 0.025 | B-Line | 1/4"x5/8" Flat Machine Screw | E
SFHMS 14X34 | U-Channel | 0.07 | 15% | 0.08 | 0.025 | B-Line | 1/4"x3/4" Flat Machine Screw | E
SFHMS 14X12 | U-Channel | 0.06 | 15% | 0.07 | 0.025 | B-Line | 1/4"x1/2" Flat Machine Screw | E
SFHMS 12X2-12 | U-Channel | 0.68 | 15% | 0.78 | 0.0375 | B-Line | 1/2"x2-1/2" Flat Machine Screw | E
SFHMS 12X1-14 | U-Channel | 0.45 | 15% | 0.52 | 0.0375 | B-Line | 1/2"x1-1/4" Flat Machine Screw | E
SFHMS 12X1-12 | U-Channel | 0.54 | 15% | 0.62 | 0.0375 | B-Line | 1/2"x1-1/2" Flat Machine Screw | E
SFHMS 12X1 | U-Channel | 0.33 | 15% | 0.38 | 0.025 | B-Line | 1/2"x1" Flat Machine Screw | E
P5539 | U-Channel | 2.62 | 15% | 3.01 | 0.125 | Unistrut | 2-7/16" Chnl Fixture Hanger w/Bolt | E
P5537 | U-Channel | 2.56 | 15% | 2.94 | 0.125 | Unistrut | 2-7/16" Chnl Fixture Hanger | E
P5280W-EG | U-Channel | 1.95 | 15% | 2.24 | 0.0375 | Unistrut | P5000 Channel End Cap | E
P4100-20 | U-Channel | 0.58 | 15% | 0.67 | 0.0625 | Unistrut | Green 14Ga 1-5/8" Channel | E
P3360WC-PL | U-Channel | 14.53 | 15% | 16.71 | 0.3125 | Unistrut | Channel Concrete Insert | E
P3257 | U-Channel | 28.39 | 15% | 32.65 | 0.225 | Unistrut | 32" Long Channel Concrete Insert | E
P3255WC-PG | U-Channel | 20.7 | 15% | 23.81 | 0.125 | Unistrut | 20" Long Channel Concrete Insert | E
P3249WC-PG | U-Channel | 4.53 | 15% | 5.21 | 0.0625 | Unistrut | 3" Long Channel Concrete Insert | E
P3245-PG | U-Channel | 1.81 | 15% | 2.08 | 0.0625 | Unistrut | Concrete Insert | E
P3184P-10-GR | U-Channel | 1.23 | 15% | 1.41 | 0.0125 | Unistrut | Green Snap-In Cover | E
P3116-125 | U-Channel | 2.38 | 15% | 2.74 | 0.025 | Unistrut | Channel Fixture Stud Nut | E
P3000-10 | U-Channel | 0.84 | 15% | 0.97 | 0.0625 | Unistrut | Green 12Ga 1-3/8" Channel | E
P2869 | U-Channel | 4.41 | 15% | 5.07 | 0.125 | Unistrut | Threaded Channel Clevis Splice | E
P2815D | U-Channel | 10.54 | 15% | 12.12 | 0.25 | Unistrut | Double Adjustable Channel Brace | E
P2815 | U-Channel | 7.6 | 15% | 8.74 | 0.1875 | Unistrut | Single Adjustable Channel Brace | E
P2757 | U-Channel | 2.35 | 15% | 2.7 | 0.15 | Unistrut | 13/32" Hole Channel Fixture Hanger | E
P2677-GR | U-Channel | 3.24 | 15% | 3.73 | 0.0625 | Unistrut | Clevis Rod Hanger | E
P2675-EG | U-Channel | 2.62 | 15% | 3.01 | 0.0625 | Unistrut | Beam Clamp | E
P2539 | U-Channel | 2.14 | 15% | 2.46 | 0.125 | Unistrut | 1-5/8" Chnl Fixture Hanger w/Bolt | E
P2537 | U-Channel | 2.04 | 15% | 2.35 | 0.125 | Unistrut | 1-5/8" Chnl Fixture Hanger | E
P2534-75 | U-Channel | 14.06 | 15% | 16.17 | 0.125 | Unistrut | 3/4" Conduit Channel Swing Fitting | E
P2534-50-EG | U-Channel | 13.1 | 15% | 15.07 | 0.125 | Unistrut | 1/2" Conduit Channel Swing Fitting | E
P2382-3 | U-Channel | 4.08 | 15% | 4.69 | 0.025 | Unistrut | 1-3/8" 5/8-11 Channel Spring Nut | E
P2382-2 | U-Channel | 4.06 | 15% | 4.67 | 0.025 | Unistrut | 1-1/8" 5/8-11 Channel Spring Nut | E
P2381-7 | U-Channel | 2.07 | 15% | 2.38 | 0.025 | Unistrut | 2-1/8" 1/2-13 Channel Spring Nut | E
P2381-6 | U-Channel | 1.93 | 15% | 2.22 | 0.025 | Unistrut | 1-7/8" 1/2-13 Channel Spring Nut | E
P2381-5 | U-Channel | 1.83 | 15% | 2.1 | 0.025 | Unistrut | 1-5/8" 1/2-13 Channel Spring Nut | E
P2381-4 | U-Channel | 2.84 | 15% | 3.27 | 0.025 | Unistrut | 1-3/8" 1/2-13 Channel Spring Nut | E
P2381-3 | U-Channel | 1.73 | 15% | 1.99 | 0.025 | Unistrut | 1-1/8" 1/2-13 Channel Spring Nut | E
P2381-2 | U-Channel | 1.7 | 15% | 1.96 | 0.025 | Unistrut | 7/8" 1/2-13 Channel Spring Nut | E
P2380-6 | U-Channel | 3.43 | 15% | 3.94 | 0.025 | Unistrut | 2-1/8" 3/8-16 Channel Spring Nut | E
P2380-5 | U-Channel | 1.78 | 15% | 2.05 | 0.025 | Unistrut | 1-7/8" 3/8-16 Channel Spring Nut | E
P2380-4 | U-Channel | 1.98 | 15% | 2.28 | 0.025 | Unistrut | 1-5/8" 3/8-16 Channel Spring Nut | E
P2380-3 | U-Channel | 1.58 | 15% | 1.82 | 0.025 | Unistrut | 1-3/8" 3/8-16 Channel Spring Nut | E
P2380-2 | U-Channel | 1.53 | 15% | 1.76 | 0.025 | Unistrut | 1-1/8" 3/8-16 Channel Spring Nut | E
P2380-1 | U-Channel | 1.51 | 15% | 1.74 | 0.025 | Unistrut | 7/8" 3/8-16 Channel Spring Nut | E
P2379-3 | U-Channel | 1.61 | 15% | 1.85 | 0.025 | Unistrut | 1-3/8" 5/16-18 Channel Spring Nut | E
P2379-2 | U-Channel | 1.49 | 15% | 1.71 | 0.025 | Unistrut | 1-1/8" 5/16-18 Channel Spring Nut | E
P2379-1 | U-Channel | 1.47 | 15% | 1.69 | 0.025 | Unistrut | 7/8" 5/16-18 Channel Spring Nut | E
P2378-3 | U-Channel | 1.46 | 15% | 1.68 | 0.025 | Unistrut | 1-3/8" 1/4-20 Channel Spring Nut | E
P2378-2 | U-Channel | 1.44 | 15% | 1.66 | 0.025 | Unistrut | 1-1/8" 1/4-20 Channel Spring Nut | E
P2378-1 | U-Channel | 1.41 | 15% | 1.62 | 0.025 | Unistrut | 7/8" 1/4-20 Channel Spring Nut | E
P2280W | U-Channel | 1.69 | 15% | 1.94 | 0.0375 | Unistrut | P2000 Channel End Cap | E
P1957 | U-Channel | 9.36 | 15% | 10.76 | 0.1875 | Unistrut | Left Gusset Channel Shelf Plate | E
P1953 | U-Channel | 5.93 | 15% | 6.82 | 0.25 | Unistrut | 6 Hole Gusset Channel Tee | E
P1950 | U-Channel | 9.8 | 15% | 11.27 | 0.25 | Unistrut | 7 Hole Gusset Channel Cross | E
P1726 | U-Channel | 3.45 | 15% | 3.97 | 0.225 | Unistrut | 5 Hole Gusset Channel Tee | E
P1653S-EG | U-Channel | 3.6 | 15% | 4.14 | 0.0625 | Unistrut | 3/4" Rod Beam Clamp | E
P1652S-EG | U-Channel | 3.65 | 15% | 4.2 | 0.0625 | Unistrut | 5/8" Rod Beam Clamp | E
P1651S-EG | U-Channel | 3.25 | 15% | 3.74 | 0.0625 | Unistrut | 1/2" Rod Beam Clamp | E
P1650S-EG | U-Channel | 2.6 | 15% | 2.99 | 0.0625 | Unistrut | 3/8" Rod Beam Clamp | E
P1649S-EG | U-Channel | 2.67 | 15% | 3.07 | 0.0625 | Unistrut | 5/16" Rod Beam Clamp | E
P1648S-EG | U-Channel | 2.62 | 15% | 3.01 | 0.0625 | Unistrut | 1/4" Rod Beam Clamp | E
P1380-GR | U-Channel | 3.36 | 15% | 3.86 | 0.1875 | Unistrut | 4 Hole Green Corner Fitting | E
P1376A | U-Channel | 9.96 | 15% | 11.45 | 0.1625 | Unistrut | 3 Hole Channel Clevis Plate | E
P1358-GR | U-Channel | 4.38 | 15% | 5.04 | 0.1875 | Unistrut | 4 Hole Green T Fitting | E
P1357 | U-Channel | 3.28 | 15% | 3.77 | 0.1625 | Unistrut | 3 Hole Channel Shelf Plate | E
P1356 | U-Channel | 3.12 | 15% | 3.59 | 0.1625 | Unistrut | 3 Hole Gusset Channel Tee | E
P1354 | U-Channel | 3.13 | 15% | 3.6 | 0.1875 | Unistrut | Adjustable Channel Hinge | E
P1334 | U-Channel | 3.75 | 15% | 4.31 | 0.1625 | Unistrut | 3 Hole Gusset Channel Corner | E
P1180W | U-Channel | 1.34 | 15% | 1.54 | 0.0375 | Unistrut | P1100 Channel End Cap | E
P1180-EG | U-Channel | 1.28 | 15% | 1.47 | 0.0375 | Unistrut | Channel End Cap | E
P1043A | U-Channel | 4.89 | 15% | 5.62 | 0.25 | Unistrut | 6 Hole U Channel Plate | E
P1036 | U-Channel | 3.32 | 15% | 3.82 | 0.1625 | Unistrut | 3 Hole Channel Corner Plate | E
P1028-GR | U-Channel | 4.76 | 15% | 5.47 | 0.1875 | Unistrut | 4 Hole Green X Fitting | E
N778 | U-Channel | 2.65 | 15% | 3.05 | 0.025 | B-Line | 7/8-9 B11/12 Channel Spring Nut | E
N775 | U-Channel | 2.53 | 15% | 2.91 | 0.025 | B-Line | 3/4-10 B11/12 Channel Spring Nut | E
N755 | U-Channel | 2.51 | 15% | 2.89 | 0.025 | B-Line | 5/8-11 B11/12 Channel Spring Nut | E
N728 | U-Channel | 1.39 | 15% | 1.6 | 0.025 | B-Line | 3/8-16 B11/12 Channel Spring Nut | E
N727 | U-Channel | 1.58 | 15% | 1.82 | 0.025 | B-Line | #10-32 B11/12 Channel Spring Nut | E
N726 | U-Channel | 1.78 | 15% | 2.05 | 0.025 | B-Line | 7/16-14 B11/12 Channel Spring Nut | E
N725 | U-Channel | 1.44 | 15% | 1.66 | 0.025 | B-Line | 1/2-13 B11/12 Channel Spring Nut | E
N724 | U-Channel | 1.34 | 15% | 1.54 | 0.025 | B-Line | 1/4-20 B11/12 Channel Spring Nut | E
N723 | U-Channel | 1.58 | 15% | 1.82 | 0.025 | B-Line | 5/16-18 B11/12 Channel Spring Nut | E
N722 | U-Channel | 1.44 | 15% | 1.66 | 0.025 | B-Line | #10-24 B11/12 Channel Spring Nut | E
N721 | U-Channel | 0.42 | 15% | 0.48 | 0.025 | B-Line | #8-32 B11/12 Channel Spring Nut | E
N278WO | U-Channel | 1.68 | 15% | 1.93 | 0.025 | B-Line | 7/8-9 B11/12 Channel Nut | E
N278 | U-Channel | 1.58 | 15% | 1.82 | 0.025 | B-Line | 7/8-9 B22/24/26 Chnl Spring Nut | E
N275WO | U-Channel | 1.59 | 15% | 1.83 | 0.025 | B-Line | 3/4-10 B11/12 Channel Nut | E
N275 | U-Channel | 1.49 | 15% | 1.71 | 0.025 | B-Line | 3/4-10 B22/24/26 Chnl Spring Nut | E
N255WO | U-Channel | 0.35 | 15% | 0.4 | 0.025 | B-Line | 5/8-11 B11/12 Channel Nut | E
N255 | U-Channel | 1.43 | 15% | 1.64 | 0.025 | B-Line | 5/8-11 B22/24/26 Chnl Spring Nut | E
N228WO | U-Channel | 0.69 | 15% | 0.79 | 0.025 | B-Line | 3/8-16 B11/12 Channel Nut | E
N228 | U-Channel | 0.61 | 15% | 0.7 | 0.025 | B-Line | 3/8-16 B22/24/26 Chnl Spring Nut | E
N227WO | U-Channel | 1.05 | 15% | 1.21 | 0.025 | B-Line | #10-32 B11/12 Channel Nut | E
N227 | U-Channel | 0.97 | 15% | 1.12 | 0.025 | B-Line | #10-32 B22/24/26 Chnl Spring Nut | E
N226WO | U-Channel | 1.17 | 15% | 1.35 | 0.025 | B-Line | 7/16-14 B11/12 Channel Nut | E
N226 | U-Channel | 1.06 | 15% | 1.22 | 0.025 | B-Line | 7/16-14 B22/24/26 Chnl Spring Nut | E
N225WO | U-Channel | 0.83 | 15% | 0.95 | 0.025 | B-Line | 1/2-13 B11/12 Channel Nut | E
N225 | U-Channel | 0.66 | 15% | 0.76 | 0.025 | B-Line | 1/2-13 B22/24/26 Chnl Spring Nut | E
N224WO | U-Channel | 0.69 | 15% | 0.79 | 0.025 | B-Line | 1/4-20 B11/12 Channel Nut | E
N224 | U-Channel | 0.54 | 15% | 0.62 | 0.025 | B-Line | 1/4-20 B22/24/26 Chnl Spring Nut | E
N223WO | U-Channel | 0.93 | 15% | 1.07 | 0.025 | B-Line | 5/16-18 B11/12 Channel Nut | E
N223 | U-Channel | 0.85 | 15% | 0.98 | 0.025 | B-Line | 5/16-18 B22/24/26 Chnl Spring Nut | E
N222WO | U-Channel | 0.96 | 15% | 1.1 | 0.025 | B-Line | #10-24 B11/12 Channel Nut | E
N222 | U-Channel | 0.91 | 15% | 1.05 | 0.025 | B-Line | #10-24 B22/24/26 Chnl Spring Nut | E
N221WO | U-Channel | 0.96 | 15% | 1.1 | 0.025 | B-Line | #8-32 B11/12 Channel Nut | E
N221 | U-Channel | 0.91 | 15% | 1.05 | 0.025 | B-Line | #8-32 B22/24/26 Chnl Spring Nut | E
MSQN 516 | U-Channel | 0.08 | 15% | 0.09 | 0.025 | B-Line | 5/16" Square Nut | E
MSQN 38 | U-Channel | 0.09 | 15% | 0.1 | 0.025 | B-Line | 3/8" Square Nut | E
MSQN 14 | U-Channel | 0.06 | 15% | 0.07 | 0.025 | B-Line | 1/4" Square Nut | E
LW 78 | U-Channel | 0.3 | 15% | 0.35 | 0.001 | B-Line | 7/8" Lock Washer | E
LW 58 | U-Channel | 0.12 | 15% | 0.14 | 0.001 | B-Line | 5/8" Lock Washer | E
LW 516 | U-Channel | 0.04 | 15% | 0.05 | 0.001 | B-Line | 5/16" Lock Washer | E
LW 38 | U-Channel | 0.04 | 15% | 0.05 | 0.001 | B-Line | 3/8" Lock Washer | E
LW 34 | U-Channel | 0.17 | 15% | 0.2 | 0.001 | B-Line | 3/4" Lock Washer | E
LW 14 | U-Channel | 0.03 | 15% | 0.03 | 0.001 | B-Line | 1/4" Lock Washer | E
LW 12 | U-Channel | 0.07 | 15% | 0.08 | 0.001 | B-Line | 1/2" Lock Washer | E
LW 1 | U-Channel | 0.43 | 15% | 0.49 | 0.001 | B-Line | 1" Lock Washer | E
HSHS025062EG | U-Channel | 0.09 | 15% | 0.1 | 0.025 | Unistrut | 1/4"x5/8" Slotted Hex Head Screw | E
HSHS025050EG | U-Channel | 0.08 | 15% | 0.09 | 0.025 | Unistrut | 1/4"x1/2" Slotted Hex Head Screw | E
HRCN100-EG | U-Channel | 3.74 | 15% | 4.3 | 0.0375 | Unistrut | 1" Rod Coupling | E
HRCN087-EG | U-Channel | 3.67 | 15% | 4.22 | 0.0375 | Unistrut | 7/8" Rod Coupling | E
HRCN075-EG | U-Channel | 1.63 | 15% | 1.87 | 0.0375 | Unistrut | 3/4" Rod Coupling | E
HRCN062-EG | U-Channel | 1 | 15% | 1.15 | 0.0375 | Unistrut | 5/8" Rod Coupling | E
HRCN050-EG | U-Channel | 0.54 | 15% | 0.62 | 0.0375 | Unistrut | 1/2" Rod Coupling | E
HRCN044-EG | U-Channel | 1.52 | 15% | 1.75 | 0.0375 | Unistrut | 7/16" Rod Coupling | E
HRCN037-EG | U-Channel | 0.42 | 15% | 0.48 | 0.0375 | Unistrut | 3/8" Rod Coupling | E
HRCN031-EG | U-Channel | 0.42 | 15% | 0.48 | 0.0375 | Unistrut | 5/16" Rod Coupling | E
HRCN025-EG | U-Channel | 0.32 | 15% | 0.37 | 0.0375 | Unistrut | 1/4" Rod Coupling | E
HN 78 | U-Channel | 0.5 | 15% | 0.58 | 0.025 | B-Line | 7/8" Hex Nut | E
HN 58 | U-Channel | 0.15 | 15% | 0.17 | 0.025 | B-Line | 5/8" Hex Nut | E
HN 516 | U-Channel | 0.05 | 15% | 0.06 | 0.025 | B-Line | 5/16" Hex Nut | E
HN 38 | U-Channel | 0.06 | 15% | 0.07 | 0.025 | B-Line | 3/8" Hex Nut | E
HN 34 | U-Channel | 0.29 | 15% | 0.33 | 0.025 | B-Line | 3/4" Hex Nut | E
HN 14 | U-Channel | 0.04 | 15% | 0.05 | 0.025 | B-Line | 1/4" Hex Nut | E
HN 12 | U-Channel | 0.12 | 15% | 0.14 | 0.025 | B-Line | 1/2" Hex Nut | E
HN 1 | U-Channel | 0.97 | 15% | 1.12 | 0.025 | B-Line | 1" Hex Nut | E
HHCS050119EG | U-Channel | 0.28 | 15% | 0.32 | 0.0375 | Unistrut | 1/2"x1-3/16" Hex Head Cap Screw | E
HHCS050094EG | U-Channel | 0.25 | 15% | 0.29 | 0.025 | Unistrut | 1/2"x15/16" Hex Head Cap Screw | E
HHCS037087EG | U-Channel | 0.13 | 15% | 0.15 | 0.025 | Unistrut | 3/8"x7/8" Hex Head Cap Screw | E
HHCS025075EG | U-Channel | 0.1 | 15% | 0.12 | 0.025 | Unistrut | 1/4"x3/4" Hex Head Cap Screw | E
HHCS025044EG | U-Channel | 0.08 | 15% | 0.09 | 0.025 | Unistrut | 1/4"x7/16" Hex Head Cap Screw | E
HCSS050200-EG | U-Channel | 0.44 | 15% | 0.51 | 0.05 | Unistrut | 1/2"x2" Cone Point Set Screw | E
HCSS050150EG | U-Channel | 0.4 | 15% | 0.46 | 0.0375 | Unistrut | 1/2"x1-1/2" Cone Point Set Screw | E
HCSS037200EG | U-Channel | 0.38 | 15% | 0.44 | 0.05 | Unistrut | 3/8"x2" Cone Point Set Screw | E
HCSS037150EG | U-Channel | 0.35 | 15% | 0.4 | 0.0375 | Unistrut | 3/8"x1-1/2" Cone Point Set Screw | E
HCSS031150EG | U-Channel | 0.33 | 15% | 0.38 | 0.0375 | Unistrut | 5/16"x1-1/2" Cone Point Set Screw | E
HCSS025100EG | U-Channel | 0.2 | 15% | 0.23 | 0.025 | Unistrut | 1/4"x1" Cone Point Set Screw | E
HCSS0062200EG | U-Channel | 2.39 | 15% | 2.75 | 0.05 | Unistrut | 5/8"x2" Cone Point Set Screw | E
HCSS0062150EG | U-Channel | 2.06 | 15% | 2.37 | 0.05 | Unistrut | 5/8"x1-1/2" Cone Point Set Screw | E
H-272-38 | U-Channel | 10.08 | 15% | 11.59 | 0.0625 | Steel City | 3/8" Female Swivel Hanger | E
H-272-12 | U-Channel | 11.04 | 15% | 12.7 | 0.0625 | Steel City | 1/2" Female Swivel Hanger | E
H-262-B | U-Channel | 11.68 | 15% | 13.43 | 0.0625 | Steel City | 1/2" Male Swivel Hanger | E
H-262-A | U-Channel | 11.68 | 15% | 13.43 | 0.0625 | Steel City | 3/8" Male Swivel Hanger | E
H-261-B | U-Channel | 27.84 | 15% | 32.02 | 0.125 | Steel City | 1/2" Male/Male Swivel Hanger | E
H-261-A | U-Channel | 25.92 | 15% | 29.81 | 0.125 | Steel City | 3/8" Male/Male Swivel Hanger | E
H-260-B | U-Channel | 23.36 | 15% | 26.86 | 0.125 | Steel City | 1/2" Female/Male Swivel Hanger | E
H-260-A | U-Channel | 21.76 | 15% | 25.02 | 0.125 | Steel City | 3/8" Female/Male Swivel Hanger | E
H-193-38 12SS | U-Channel | 2.37 | 15% | 2.73 | 0.0125 | Steel City | 3/8 " Stainless Steel Threaded Rod | E
H-193-12 12SS | U-Channel | 3.18 | 15% | 3.66 | 0.0125 | Steel City | 1/2 " Stainless Steel Threaded Rod | E
H-134-S | U-Channel | 2.38 | 15% | 2.74 | 0.0625 | Steel City | Channel Spacer Assembly | E
H-119-G | U-Channel | 0.33 | 15% | 0.38 | 0.001 | Steel City | 7/8" Square Washer | E
H-119-F | U-Channel | 0.32 | 15% | 0.37 | 0.001 | Steel City | 3/4" Square Washer | E
H-119-E | U-Channel | 0.29 | 15% | 0.33 | 0.001 | Steel City | 5/8" Square Washer | E
H-119-D | U-Channel | 0.15 | 15% | 0.17 | 0.001 | Steel City | 1/2" Square Washer | E
H-119-C | U-Channel | 0.09 | 15% | 0.1 | 0.001 | Steel City | 3/8" Square Washer | E
H-119-B | U-Channel | 0.09 | 15% | 0.1 | 0.001 | Steel City | 5/16" Square Washer | E
H-119-A | U-Channel | 0.07 | 15% | 0.08 | 0.001 | Steel City | 1/4" Square Washer | E
H-113-Y | U-Channel | 0.65 | 15% | 0.75 | 0.075 | Steel City | 3/8"x4" Hex Head Cap Screw | E
H-113-W | U-Channel | 0.53 | 15% | 0.61 | 0.0625 | Steel City | 3/8"x3" Hex Head Cap Screw | E
H-113-K | U-Channel | 0.89 | 15% | 1.02 | 0.0625 | Steel City | 1/2"x4" Hex Head Cap Screw | E
H-113-J | U-Channel | 0.84 | 15% | 0.97 | 0.0625 | Steel City | 1/2"x3-1/2" Hex Head Cap Screw | E
H-113-I | U-Channel | 0.67 | 15% | 0.77 | 0.0625 | Steel City | 1/2"x3" Hex Head Cap Screw | E
H-113-G | U-Channel | 0.43 | 15% | 0.49 | 0.05 | Steel City | 1/2"x2-1/4" Hex Head Cap Screw | E
H-113-A | U-Channel | 0.31 | 15% | 0.36 | 0.025 | Steel City | 1/2"x3/4" Hex Head Cap Screw | E
H-111-G | U-Channel | 0.59 | 15% | 0.68 | 0.0375 | Steel City | 1/2"x1" Round Machine Screw | E
H-111-F | U-Channel | 0.43 | 15% | 0.49 | 0.0375 | Steel City | 1/2"x3/4" Round Machine Screw | E
H-111-E | U-Channel | 0.1 | 15% | 0.12 | 0.0375 | Steel City | 3/8"x3/4" Round Machine Screw | E
H-111-D | U-Channel | 0.06 | 15% | 0.07 | 0.05 | Steel City | 1/4"x2" Round Machine Screw | E
G-979-12 | U-Channel | 2.44 | 15% | 2.81 | 0.0625 | Steel City | 1-1/2" Channel End Cap w/KO | E
G-978-A | U-Channel | 8.25 | 15% | 9.49 | 0.25 | Steel City | Fixture Mount Channel Joiner Plate | E
G-978 | U-Channel | 6.93 | 15% | 7.97 | 0.25 | Steel City | Channel Splice Joiner Plate | E
G-977 | U-Channel | 19.36 | 15% | 22.26 | 0.125 | Steel City | Swivel Channel Feed Hanger | E
G-976 | U-Channel | 5.92 | 15% | 6.81 | 0.125 | Steel City | Rigid Channel Feed Hanger | E
G-975-M-10 | U-Channel | 1.98 | 15% | 2.28 | 0.0625 | Steel City | 14Ga 1-1/2" Fixture Channel w/KO | E
G-975-10 | U-Channel | 2.13 | 15% | 2.45 | 0.075 | Steel City | 12 Ga 1-1/2" Fixture Channel w/KO | E
G-974-1-12 | U-Channel | 1.26 | 15% | 1.45 | 0.0375 | Steel City | Channel Fixture Fastener | E
G-973-2-14 | U-Channel | 1.29 | 15% | 1.48 | 0.0375 | Steel City | Channel Shoulder Bolt | E
G-972-HB-12 | U-Channel | 13.12 | 15% | 15.09 | 0.0375 | Steel City | Channel Adapter | E
G-972-34 | U-Channel | 4.03 | 15% | 4.63 | 0.0375 | Steel City | Channel Nipple | E
G-969 | U-Channel | 0.85 | 15% | 0.98 | 0.0125 | Steel City | Plastic Fixture Channel Closure | E
G-968 | U-Channel | 0.7 | 15% | 0.81 | 0.0375 | Steel City | 3/4" Channel End Cap | E
G-967 | U-Channel | 0.76 | 15% | 0.87 | 0.0375 | Steel City | 1-1/2" Channel End Cap | E
G-966 | U-Channel | 0.92 | 15% | 1.06 | 0.0375 | Steel City | 1-7/8" Channel End Cap | E
G-965-10 | U-Channel | 3.12 | 15% | 3.59 | 0.075 | Steel City | 12 Ga 1-7/8" Fixture Channel w/KO | E
G-962-D-2 | U-Channel | 4.96 | 15% | 5.7 | 0.125 | Steel City | 1/2" Rod 3" Channel Hanger | E
G-962-D-1 | U-Channel | 4.8 | 15% | 5.52 | 0.125 | Steel City | 1/4" Rod 3" Channel Hanger | E
G-962-4 | U-Channel | 4.46 | 15% | 5.13 | 0.125 | Steel City | 1/2" Rod 1-1/2" Channel Hanger | E
G-962-3 | U-Channel | 4.46 | 15% | 5.13 | 0.125 | Steel City | 5/8" Rod 1-1/2" Channel Hanger | E
G-962-2 | U-Channel | 4.27 | 15% | 4.91 | 0.125 | Steel City | 1/2" Rod 1-1/2" Channel Hanger | E
G-962-1 | U-Channel | 3.47 | 15% | 3.99 | 0.125 | Steel City | 1/4" Rod 1-1/2" Channel Hanger | E
G-960 | U-Channel | 6.13 | 15% | 7.05 | 0.25 | Steel City | 3/4" Channel Joiner Plate | E
G-959 | U-Channel | 3.24 | 15% | 3.73 | 0.0625 | Steel City | 3" Channel End Cap w/KO | E
G-958 | U-Channel | 3.3 | 15% | 3.8 | 0.25 | Steel City | 1-1/2" Channel Joiner Plate | E
G-957 | U-Channel | 0.75 | 15% | 0.86 | 0.0375 | Steel City | 3" Channel End Cap | E
G-956-10 | U-Channel | 1.44 | 15% | 1.66 | 0.0625 | Steel City | 3/4" Slotted Fixture Channel | E
G-955-10 | U-Channel | 4.53 | 15% | 5.21 | 0.1 | Steel City | 12 Ga 3" Fixture Channel w/KO | E
G-953-10 | U-Channel | 2.13 | 15% | 2.45 | 0.075 | Steel City | 1-1/2" Slotted Fixture Channel | E
G-950-20 | U-Channel | 2.88 | 15% | 3.31 | 0.075 | Steel City | 1-7/8" Slotted Fixture Channel | E
G3003-S | U-Channel | 22.11 | 15% | 25.43 | 0.0625 | Steel City | 3" Channel Straight | E
G3000-X | U-Channel | 15.94 | 15% | 18.33 | 0.125 | Steel City | 3" Channel Cross | E
G-2004 | U-Channel | 35.52 | 15% | 40.85 | 0.375 | Steel City | Channel Cross Box | E
G-2003 | U-Channel | 32 | 15% | 36.8 | 0.3125 | Steel City | Channel Tee Box | E
G-2002 | U-Channel | 28 | 15% | 32.2 | 0.25 | Steel City | Channel 90Dg Box | E
G-2001 | U-Channel | 28 | 15% | 32.2 | 0.25 | Steel City | Channel Thru Box | E
G-2000 | U-Channel | 23.2 | 15% | 26.68 | 0.1875 | Steel City | Channel End Box | E
G1873-S | U-Channel | 19.8 | 15% | 22.77 | 0.0625 | Steel City | 1-7/8" Channel Straight | E
G1872-L | U-Channel | 23.76 | 15% | 27.32 | 0.0625 | Steel City | 1-7/8" Channel Elbow | E
G1871-T | U-Channel | 31.02 | 15% | 35.67 | 0.0875 | Steel City | 1-7/8" Channel Tee | E
G1870-X | U-Channel | 35.97 | 15% | 41.37 | 0.125 | Steel City | 1-7/8" Channel Cross | E
G1503-S | U-Channel | 14.19 | 15% | 16.32 | 0.0625 | Steel City | 1-1/2" Channel Straight | E
G1502-L | U-Channel | 20.13 | 15% | 23.15 | 0.0625 | Steel City | 1-1/2" Channel Elbow | E
G1501-T | U-Channel | 26.24 | 15% | 30.18 | 0.0875 | Steel City | 1-1/2" Channel Tee | E
G1500-X | U-Channel | 35.2 | 15% | 40.48 | 0.125 | Steel City | 1-1/2" Channel Cross | E
G-1038-E | U-Channel | 15.9 | 15% | 18.29 | 0.25 | Steel City | Single Twistlock Channel Recp | E
G-1038-D | U-Channel | 19.65 | 15% | 22.6 | 0.25 | Steel City | Double Twistlock Channel Recp | E
G-1038-A | U-Channel | 10.8 | 15% | 12.42 | 0.25 | Steel City | 15A Single Channel Recp | E
G-1038 | U-Channel | 11.7 | 15% | 13.46 | 0.25 | Steel City | 15A Duplex Channel Recp | E
G-1033 | U-Channel | 30.08 | 15% | 34.59 | 0.125 | Steel City | Box Channel Swivel Hanger | E
G-1032 | U-Channel | 26.24 | 15% | 30.18 | 0.125 | Steel City | Swing Joint Channel Feed Hanger | E
G-1021 | U-Channel | 12.48 | 15% | 14.35 | 0.125 | Steel City | 1" Conduit Channel End Feed | E
G-1020 | U-Channel | 10.56 | 15% | 12.14 | 0.125 | Steel City | 3/4" Conduit Channel End Feed | E
G-1017 | U-Channel | 10.75 | 15% | 12.36 | 0.125 | Steel City | Merc Vapor Fixture Channel Hngr | E
G-1016 | U-Channel | 0.52 | 15% | 0.6 | 0.0125 | Steel City | Rubber Channel Washer | E
G-1012 | U-Channel | 3.15 | 15% | 3.62 | 0.125 | Steel City | Hinged Fixture Channel Hanger | E
FW 78 | U-Channel | 0.61 | 15% | 0.7 | 0.001 | B-Line | 7/8" Flat Washer | E
FW 58 | U-Channel | 0.19 | 15% | 0.22 | 0.001 | B-Line | 5/8" Flat Washer | E
FW 516 | U-Channel | 0.04 | 15% | 0.05 | 0.001 | B-Line | 5/16" Flat Washer | E
FW 38 | U-Channel | 0.06 | 15% | 0.07 | 0.001 | B-Line | 3/8" Flat Washer | E
FW 34 | U-Channel | 0.32 | 15% | 0.37 | 0.001 | B-Line | 3/4" Flat Washer | E
FW 14 | U-Channel | 0.03 | 15% | 0.03 | 0.001 | B-Line | 1/4" Flat Washer | E
FW 12 | U-Channel | 0.07 | 15% | 0.08 | 0.001 | B-Line | 1/2" Flat Washer | E
FW 1 | U-Channel | 0.87 | 15% | 1 | 0.001 | B-Line | 1" Flat Washer | E
FFW 38X1-14 | U-Channel | 0.15 | 15% | 0.17 | 0.001 | B-Line | 3/8"x1-1/4" Fender Washer | E
FFW 38X1-12 | U-Channel | 0.12 | 15% | 0.14 | 0.001 | B-Line | 3/8"x1-1/2" Fender Washer | E
FFW 14X1-14 | U-Channel | 0.08 | 15% | 0.09 | 0.001 | B-Line | 1/4"x1-1/4" Fender Washer | E
FFW 14X1-12 | U-Channel | 0.11 | 15% | 0.13 | 0.001 | B-Line | 1/4"x1-1/2" Fender Washer | E
FFW 12X2 | U-Channel | 0.27 | 15% | 0.31 | 0.001 | B-Line | 1/2"x2" Fender Washer | E
F-737 | U-Channel | 28.48 | 15% | 32.75 | 0.1875 | Steel City | Dbl Reel Channel Rack | E
F-736 | U-Channel | 25.44 | 15% | 29.26 | 0.125 | Steel City | Rght Reel Channel Rack | E
F-735 | U-Channel | 25.44 | 15% | 29.26 | 0.125 | Steel City | Left Reel Channel Rack | E
F-721-36 | U-Channel | 60.8 | 15% | 69.92 | 0.25 | Steel City | 36" Double Channel Bracket | E
F-721-30 | U-Channel | 25.53 | 15% | 29.36 | 0.25 | Steel City | 30" Double Channel Bracket | E
F-721-24 | U-Channel | 46.4 | 15% | 53.36 | 0.1875 | Steel City | 24" Double Channel Bracket | E
F-721-18 | U-Channel | 39.52 | 15% | 45.45 | 0.1875 | Steel City | 18" Double Channel Bracket | E
F-720-9 | U-Channel | 12.48 | 15% | 14.35 | 0.1875 | Steel City | 9" Single Channel Bracket | E
F-720-6 | U-Channel | 11.36 | 15% | 13.06 | 0.1875 | Steel City | 6" Single Channel Bracket | E
F-720-24 | U-Channel | 24.32 | 15% | 27.97 | 0.1875 | Steel City | 24" Single Channel Bracket | E
F-720-18 | U-Channel | 19.2 | 15% | 22.08 | 0.1875 | Steel City | 18" Single Channel Bracket | E
F-720-12 | U-Channel | 14 | 15% | 16.1 | 0.1875 | Steel City | 12" Single Channel Bracket | E
E-232-38 | U-Channel | 3.52 | 15% | 4.05 | 0.125 | Steel City | 3/8" Swivel Channel Clamp | E
E-232-12 | U-Channel | 5.76 | 15% | 6.62 | 0.125 | Steel City | 1/2" Swivel Channel Clamp | E
D-990-10 | U-Channel | 7.48 | 15% | 8.6 | 0.75 | Steel City | 1-1/2" Slotted Concrete Insert | E
D-988 | U-Channel | 0.37 | 15% | 0.43 | 0.0625 | Steel City | 3/4" Channel Concrete Insert Cap | E
D-986-10 | U-Channel | 2.19 | 15% | 2.52 | 0.75 | Steel City | 3/4" Channel 10Ft Concrete Insert | E
D-982 | U-Channel | 1 | 15% | 1.15 | 0.0625 | Steel City | 1-1/2" Channel Concrete Insert Cap | E
D-980-10 | U-Channel | 2.5 | 15% | 2.88 | 0.75 | Steel City | 1-1/2" Channel 10Ft Concrete Insert | E
D-255 | U-Channel | 1.69 | 15% | 1.94 | 0.125 | Steel City | Channel Concrete Spot Insert | E
C-149-6 | U-Channel | 12.22 | 15% | 14.05 | 0.1875 | Steel City | 6" J-Hanger | E
C-149-5 | U-Channel | 11.19 | 15% | 12.87 | 0.1875 | Steel City | 5" J-Hanger | E
C-149-4 | U-Channel | 7.35 | 15% | 8.45 | 0.15 | Steel City | 4" J-Hanger | E
C-149-3-12 | U-Channel | 7.12 | 15% | 8.19 | 0.15 | Steel City | 3-1/2" J-Hanger | E
C-149-34 | U-Channel | 2.31 | 15% | 2.66 | 0.0875 | Steel City | 3/4" J-Hanger | E
C-149-3 | U-Channel | 5.65 | 15% | 6.5 | 0.15 | Steel City | 3" J-Hanger | E
C-149-2-12 | U-Channel | 5.14 | 15% | 5.91 | 0.15 | Steel City | 2-1/2" J-Hanger | E
C-149-2 | U-Channel | 3 | 15% | 3.45 | 0.1125 | Steel City | 2" J-Hanger | E
C-149-1-14 | U-Channel | 2.55 | 15% | 2.93 | 0.1125 | Steel City | 1-1/4" J-Hanger | E
C-149-1-12 | U-Channel | 2.94 | 15% | 3.38 | 0.1125 | Steel City | 1-1/2" J-Hanger | E
C-149-12 | U-Channel | 1.89 | 15% | 2.17 | 0.0875 | Steel City | 1/2" J-Hanger | E
C-149-1 | U-Channel | 2.47 | 15% | 2.84 | 0.0875 | Steel City | 1" J-Hanger | E
C-106-34 | U-Channel | 0.92 | 15% | 1.06 | 0.05 | Steel City | 3/4" EMT Channel Clamp | E
C-106-2 | U-Channel | 1.56 | 15% | 1.79 | 0.075 | Steel City | 2" EMT Channel Clamp | E
C-106-1-14 | U-Channel | 1.42 | 15% | 1.63 | 0.075 | Steel City | 1-1/4" EMT Channel Clamp | E
C-106-12 | U-Channel | 0.88 | 15% | 1.01 | 0.05 | Steel City | 1/2" EMT Channel Clamp | E
C-106-1 | U-Channel | 1.01 | 15% | 1.16 | 0.05 | Steel City | 1" EMT Channel Clamp | E
C-105-6 | U-Channel | 6.74 | 15% | 7.75 | 0.15 | Steel City | 6" GRC Channel Clamp | E
C-105-5 | U-Channel | 4.48 | 15% | 5.15 | 0.15 | Steel City | 5" GRC Channel Clamp | E
C-105-4SS | U-Channel | 9.5 | 15% | 10.93 | 0.15 | Steel City | 4" St Steel Channel Strap | E
C-105-4 | U-Channel | 2.72 | 15% | 3.13 | 0.15 | Steel City | 4" GRC Channel Clamp | E
C-105-3SS | U-Channel | 7 | 15% | 8.05 | 0.125 | Steel City | 3" St Steel Channel Strap | E
C-105-3-12SS | U-Channel | 9 | 15% | 10.35 | 0.125 | Steel City | 3-1/2" St Steel Channel Strap | E
C-105-3-12 | U-Channel | 2.43 | 15% | 2.79 | 0.125 | Steel City | 3-1/2" GRC Channel Clamp | E
C-105-34SS | U-Channel | 3.07 | 15% | 3.53 | 0.05 | Steel City | 3/4" St Steel Channel Strap | E
C-105-34 | U-Channel | 1.02 | 15% | 1.17 | 0.05 | Steel City | 3/4" GRC Channel Clamp | E
C-105-3 | U-Channel | 2.08 | 15% | 2.39 | 0.125 | Steel City | 3" GRC Channel Clamp | E
C-105-2SS | U-Channel | 5.31 | 15% | 6.11 | 0.075 | Steel City | 2" St Steel Channel Strap | E
C-105-2-12SS | U-Channel | 6.5 | 15% | 7.48 | 0.125 | Steel City | 2-1/2" St Steel Channel Strap | E
C-105-2-12 | U-Channel | 1.9 | 15% | 2.19 | 0.125 | Steel City | 2-1/2" GRC Channel Clamp | E
C-105-2 | U-Channel | 1.74 | 15% | 2 | 0.075 | Steel City | 2" GRC Channel Clamp | E
C-105-1SS | U-Channel | 3.83 | 15% | 4.4 | 0.05 | Steel City | 1" St Steel Channel Strap | E
C-105-1-14SS | U-Channel | 4.41 | 15% | 5.07 | 0.075 | Steel City | 1-1/4" St Steel Channel Strap | E
C-105-1-14 | U-Channel | 1.17 | 15% | 1.35 | 0.05 | Steel City | 1-1/4" GRC Channel Clamp | E
C-105-1-12SS | U-Channel | 4.87 | 15% | 5.6 | 0.075 | Steel City | 1-1/2" St Steel Channel Strap | E
C-105-1-12 | U-Channel | 1.44 | 15% | 1.66 | 0.075 | Steel City | 1-1/2" GRC Channel Clamp | E
C-105-12SS | U-Channel | 3.17 | 15% | 3.65 | 0.05 | Steel City | 1/2" St Steel Channel Strap | E
C-105-12 | U-Channel | 0.97 | 15% | 1.12 | 0.05 | Steel City | 1/2" GRC Channel Clamp | E
C-105-1 | U-Channel | 1.05 | 15% | 1.21 | 0.05 | Steel City | 1" GRC Channel Clamp | E
B-995-M-10 | U-Channel | 1.3 | 15% | 1.5 | 0.0625 | Steel City | Plain 14Ga 1-1/2" Channel w/Holes | E
B-995-10HD | U-Channel | 0.92 | 15% | 1.06 | 0.075 | Steel City | Plain 12Ga 1-1/2" Channel w/Holes | E
B-948 | U-Channel | 5.76 | 15% | 6.62 | 0.1875 | Steel City | B907 Channel Clevis Splice | E
B-947 | U-Channel | 15.53 | 15% | 17.86 | 0.1875 | Steel City | Channel Cross Plate | E
B-946 | U-Channel | 5.52 | 15% | 6.35 | 0.125 | Steel City | 3/4" Channel Z Support | E
B-941HD | U-Channel | 9.6 | 15% | 11.04 | 0.1875 | Steel City | B905 Channel Clevis Splice | E
B-939HD | U-Channel | 7.6 | 15% | 8.74 | 0.1875 | Steel City | Closed Angle Channel Angle | E
B-938 | U-Channel | 5.16 | 15% | 5.93 | 0.1875 | Steel City | Open Angle Channel Angle | E
B-937HD | U-Channel | 8.43 | 15% | 9.69 | 0.1875 | Steel City | Channel Tee | E
B-935 | U-Channel | 4.03 | 15% | 4.63 | 0.1875 | Steel City | Channel Splice Plate | E
B-934 | U-Channel | 5.84 | 15% | 6.72 | 0.1625 | Steel City | Outside Channel Corner Plate | E
B-933 | U-Channel | 17.92 | 15% | 20.61 | 0.1875 | Steel City | Joint Channel Shelf Plate | E
B-932 | U-Channel | 18.24 | 15% | 20.98 | 0.1875 | Steel City | Connector Channel Shelf Plate | E
B-930 | U-Channel | 18.08 | 15% | 20.79 | 0.1625 | Steel City | Angle Support Channel Shelf Plate | E
B-929 | U-Channel | 16.32 | 15% | 18.77 | 0.1625 | Steel City | Wide U Channel Support | E
B-928 | U-Channel | 15.04 | 15% | 17.3 | 0.1625 | Steel City | Deep U Channel Support | E
B-927 | U-Channel | 6.48 | 15% | 7.45 | 0.1625 | Steel City | Standard U Channel Support | E
B-926 | U-Channel | 5.2 | 15% | 5.98 | 0.125 | Steel City | 1-1/2" Channel Z Support | E
B-924 | U-Channel | 39.36 | 15% | 45.26 | 0.5 | Steel City | Channel Post Base | E
B-923 | U-Channel | 21.12 | 15% | 24.29 | 0.375 | Steel City | 3 Sided Channel Wing | E
B-922 | U-Channel | 21.12 | 15% | 24.29 | 0.25 | Steel City | Opposite Side Channel Wing | E
B-921 | U-Channel | 18.56 | 15% | 21.34 | 0.25 | Steel City | 2 Sided Channel Wing | E
B-918 | U-Channel | 11.71 | 15% | 13.47 | 0.1875 | Steel City | Gusset Channel Corner Plate | E
B-917 | U-Channel | 4.75 | 15% | 5.46 | 0.1875 | Steel City | 5H Angle Channel Corner Plate | E
B-916 | U-Channel | 3.6 | 15% | 4.14 | 0.1625 | Steel City | 3H Angle Channel Corner Plate | E
B-915 | U-Channel | 2.6 | 15% | 2.99 | 0.125 | Steel City | 2H Angle Channel Corner Plate | E
B-911-D-38 | U-Channel | 3.65 | 15% | 4.2 | 0.025 | Steel City | 3/8-16 3" Channel Spring Nut | E
B-911-D-12 | U-Channel | 3.88 | 15% | 4.46 | 0.025 | Steel City | 1/2-13 3" Channel Spring Nut | E
B-911-516 | U-Channel | 1.78 | 15% | 2.05 | 0.025 | Steel City | 5/16-18 1-1/2" Channel Spring Nut | E
B-911-38SS | U-Channel | 6.5 | 15% | 7.48 | 0.025 | Steel City | 3/8-16 SS 1-1/2" Channel Spring Nut | E
B-911-38-SN2 | U-Channel | 8.23 | 15% | 9.46 | 0.025 | Steel City | 3/8"x1" 1-1/2" Channel Spring Nut | E
B-911-38 | U-Channel | 1.57 | 15% | 1.81 | 0.025 | Steel City | 3/8-16 1-1/2" Channel Spring Nut | E
B-911-14SS | U-Channel | 6.5 | 15% | 7.48 | 0.025 | Steel City | 1/4-20 SS 1-1/2" Channel Spring Nut | E
B-911-14 | U-Channel | 1.47 | 15% | 1.69 | 0.025 | Steel City | 1/4-20 1-1/2" Channel Spring Nut | E
B-911-12-TLSN1 | U-Channel | 1.93 | 15% | 2.22 | 0.025 | Steel City | 1/2"x1" 1-1/2" Channel Spring Nut | E
B-911-12-TL | U-Channel | 3.88 | 15% | 4.46 | 0.025 | Steel City | 1/2-13 1-1/2" Channel Spring Nut | E
B-911-12SS | U-Channel | 4.85 | 15% | 5.58 | 0.025 | Steel City | 1/2-13 SS 1-1/2" Channel Spring Nut | E
B-910-516 | U-Channel | 1.44 | 15% | 1.66 | 0.025 | Steel City | 5/16-18 1-1/2" Channel Nut | E
B-910-38 | U-Channel | 1.26 | 15% | 1.45 | 0.025 | Steel City | 3/8-16 1-1/2" Channel Nut | E
B-910-14 | U-Channel | 1.19 | 15% | 1.37 | 0.025 | Steel City | 1/4-20 1-1/2" Channel Nut | E
B-910-12 | U-Channel | 1.53 | 15% | 1.76 | 0.025 | Steel City | 1/2-13 1-1/2" Channel Nut | E
B-909-10-HD | U-Channel | 5.95 | 15% | 6.84 | 0.1 | Steel City | Plain 12Ga 1-7/8" Channel w/Holes | E
B-905-M-1 | U-Channel | 1.35 | 15% | 1.55 | 0.0625 | Steel City | Plain 14Ga 1-1/2" Channel w/Holes | E
B-905-AL-10 | U-Channel | 1.73 | 15% | 1.99 | 0.075 | Steel City | Alum 12Ga 1-1/2" Channel w/Holes | E
B-905-2A-10SS | U-Channel | 12.4 | 15% | 14.26 | 0.075 | Steel City | St Stl 12Ga 1-1/2" Channel w/Holes | E
B-905-12 | U-Channel | 1.7 | 15% | 1.96 | 0.075 | Steel City | Plain 12Ga 1-1/2" Channel w/Holes | E
B-905-10HD | U-Channel | 2.1 | 15% | 2.42 | 0.075 | Steel City | Galv12Ga 1-1/2" Channel w/Holes | E
B-905-10GR | U-Channel | 1.34 | 15% | 1.54 | 0.075 | Steel City | Grn 12Ga 1-1/2" Channel w/Holes | E
B-904-10 | U-Channel | 2.55 | 15% | 2.93 | 0.075 | Steel City | Plain 12Ga 1-1/2" Channel w/t-Slot | E
B-903-20-BLK | U-Channel | 2.82 | 15% | 3.24 | 0.125 | Steel City | Plain 12Ga 1-3" Channel w/Holes | E
B-902-12 | U-Channel | 4.33 | 15% | 4.98 | 0.125 | Steel City | Plain 12Ga 3" Solid Channel | E
B-901-10-HD | U-Channel | 3.5 | 15% | 4.03 | 0.1 | Steel City | Plain 12Ga 1-7/8" Solid Channel | E
B-900-M-10 | U-Channel | 1.24 | 15% | 1.43 | 0.0625 | Steel City | Plain 14Ga 1-1/2" Solid Channel | E
B-900-AL-10 | U-Channel | 2.17 | 15% | 2.5 | 0.075 | Steel City | Alum 12Ga 1-1/2" Solid Channel | E
B-900-2A-20-BLK | U-Channel | 4.27 | 15% | 4.91 | 0.125 | Steel City | Plain 12Ga 1-1/2" Double Channel | E
B-900-2A-10SS | U-Channel | 16.81 | 15% | 19.33 | 0.075 | Steel City | St Stl 12Ga 1-1/2" Solid Channel | E
B-900-2A-10PG | U-Channel | 4.27 | 15% | 4.91 | 0.125 | Steel City | Galv 12Ga 1-1/2" Double Channel | E
B-900-2A-10GR | U-Channel | 3.95 | 15% | 4.54 | 0.125 | Steel City | Green 12Ga 1-1/2" Double Channel | E
B-900-20HD | U-Channel | 1.85 | 15% | 2.13 | 0.075 | Steel City | Galv 12Ga 1-1/2" Solid Channel | E
B-900-10GR | U-Channel | 1.83 | 15% | 2.1 | 0.075 | Steel City | Green 12Ga 1-1/2" Solid Channel | E
B-900-10 | U-Channel | 1.34 | 15% | 1.54 | 0.075 | Steel City | Plain 12Ga 1-1/2" Solid Channel | E
B844 | U-Channel | 9.76 | 15% | 11.22 | 0.1875 | B-Line | Universal Channel Shelf Plate | E
B769-22 | U-Channel | 27.36 | 15% | 31.46 | 0.125 | B-Line | B22 Cross Channel Joiner | E
B769-12 | U-Channel | 31.36 | 15% | 36.06 | 0.125 | B-Line | B12 Cross Channel Joiner | E
B769-11 | U-Channel | 35.2 | 15% | 40.48 | 0.125 | B-Line | B11 Cross Channel Joiner | E
B768-22 | U-Channel | 16.16 | 15% | 18.58 | 0.0875 | B-Line | B22 Tee Channel Joiner | E
B768-12 | U-Channel | 26.24 | 15% | 30.18 | 0.0875 | B-Line | B12 Tee Channel Joiner | E
B768-11 | U-Channel | 29.12 | 15% | 33.49 | 0.0875 | B-Line | B11 Tee Channel Joiner | E
B767-22 | U-Channel | 14.64 | 15% | 16.84 | 0.0625 | B-Line | B22 Elbow Channel Joiner | E
B767-12 | U-Channel | 21.68 | 15% | 24.93 | 0.0625 | B-Line | B12 Elbow Channel Joiner | E
B767-11 | U-Channel | 24.16 | 15% | 27.78 | 0.0625 | B-Line | B11 Elbow Channel Joiner | E
B766-22 | U-Channel | 7.76 | 15% | 8.92 | 0.0625 | B-Line | B22 Straight Channel Joiner | E
B766-12 | U-Channel | 15.2 | 15% | 17.48 | 0.0625 | B-Line | B12 Straight Channel Joiner | E
B766-11 | U-Channel | 15.36 | 15% | 17.66 | 0.0625 | B-Line | B11 Straight Channel Joiner | E
B752 | U-Channel | 2.67 | 15% | 3.07 | 0.125 | B-Line | Channel Swivel Clamp | E
B656-78X34 | U-Channel | 3.57 | 15% | 4.11 | 0.0375 | B-Line | 7/8"-3/4" Reducer Rod Coupling | E
B656-58X12 | U-Channel | 1.18 | 15% | 1.36 | 0.0375 | B-Line | 5/8"-1/2" Reducer Rod Coupling | E
B656-38X14 | U-Channel | 0.54 | 15% | 0.62 | 0.0375 | B-Line | 3/8"-1/4" Reducer Rod Coupling | E
B656-34X58 | U-Channel | 2.3 | 15% | 2.65 | 0.0375 | B-Line | 3/4"-5/8" Reducer Rod Coupling | E
B656-12X38 | U-Channel | 0.82 | 15% | 0.94 | 0.0375 | B-Line | 1/2"-3/8" Reducer Rod Coupling | E
B655-78 | U-Channel | 3.67 | 15% | 4.22 | 0.0375 | B-Line | 7/8" Rod Coupling | E
B655-58 | U-Channel | 1 | 15% | 1.15 | 0.0375 | B-Line | 5/8" Rod Coupling | E
B655-516 | U-Channel | 0.42 | 15% | 0.48 | 0.0375 | B-Line | 5/16" Rod Coupling | E
B655-38 | U-Channel | 0.48 | 15% | 0.55 | 0.0375 | B-Line | 3/8" Rod Coupling | E
B655-34 | U-Channel | 1.63 | 15% | 1.87 | 0.0375 | B-Line | 3/4" Rod Coupling | E
B655-14 | U-Channel | 0.32 | 15% | 0.37 | 0.0375 | B-Line | 1/4" Rod Coupling | E
B655-12 | U-Channel | 0.54 | 15% | 0.62 | 0.0375 | B-Line | 1/2" Rod Coupling | E
B655-1 | U-Channel | 3.74 | 15% | 4.3 | 0.0375 | B-Line | 1" Rod Coupling | E
B635 | U-Channel | 41.6 | 15% | 47.84 | 0.1875 | B-Line | Double Channel Angle | E
B634 | U-Channel | 24.8 | 15% | 28.52 | 0.1875 | B-Line | Single Channel Channel Angle | E
B633 | U-Channel | 19.12 | 15% | 21.99 | 0.1875 | B-Line | Seismic Hinge Channel Angle | E
B619 | U-Channel | 5.6 | 15% | 6.44 | 0.125 | B-Line | Knockout Channel Splice Plate | E
B617 | U-Channel | 2.52 | 15% | 2.9 | 0.025 | B-Line | Channel Shoulder Bolt | E
B616TG-916 | U-Channel | 3.68 | 15% | 4.23 | 0.125 | B-Line | 1/2" KO Chnl Fixture Hanger | E
B616S-916 | U-Channel | 3.44 | 15% | 3.96 | 0.15 | B-Line | 9/16" w/Stud Chnl Fixture Hanger | E
B616S-78 | U-Channel | 3.84 | 15% | 4.42 | 0.15 | B-Line | 1/2" EMT w/Stud Chnl Fixture Hanger | E
B616-916 | U-Channel | 2.16 | 15% | 2.48 | 0.125 | B-Line | 9/16" Hole Chnl Fixture Hanger | E
B616-78 | U-Channel | 2.2 | 15% | 2.53 | 0.125 | B-Line | 1/2" EMT Chnl Fixture Hanger | E
B596 | U-Channel | 6.08 | 15% | 6.99 | 0.1625 | B-Line | Swivel U Channel Plate | E
B590 | U-Channel | 0.44 | 15% | 0.51 | 0.0125 | B-Line | Channel Fiber Retainer | E
B589 | U-Channel | 4.12 | 15% | 4.74 | 0.0625 | B-Line | Channel Spacer Clevis | E
B587-34 | U-Channel | 16.32 | 15% | 18.77 | 0.125 | B-Line | 3/4" Pipe Channel Fitting | E
B587-12 | U-Channel | 15.24 | 15% | 17.53 | 0.125 | B-Line | 1/2" Pipe Channel Fitting | E
B587-1 | U-Channel | 21.44 | 15% | 24.66 | 0.125 | B-Line | 1" Pipe Channel Fitting | E
B580 | U-Channel | 10.16 | 15% | 11.68 | 0.1875 | B-Line | Gusseted Z Channel Support | E
B570A | U-Channel | 52.96 | 15% | 60.9 | 0.75 | B-Line | (4) B22 Channel Post Base | E
B568 | U-Channel | 21.53 | 15% | 24.76 | 0.25 | B-Line | 6 Hole Channel Cross | E
B536 | U-Channel | 9.44 | 15% | 10.86 | 0.1625 | B-Line | Tapped U Channel Plate | E
B534 | U-Channel | 5.37 | 15% | 6.18 | 0.125 | B-Line | Tapped Z Channel Support | E
B518-4 | U-Channel | 35.52 | 15% | 40.85 | 0.375 | B-Line | Cross Fixture Channel Box | E
B518-3 | U-Channel | 32 | 15% | 36.8 | 0.3125 | B-Line | Tee Fixture Channel Box | E
B518-2 | U-Channel | 28 | 15% | 32.2 | 0.25 | B-Line | Thru Fixture Channel Box | E
B518-1 | U-Channel | 23.2 | 15% | 26.68 | 0.1875 | B-Line | End Fixture Channel Box | E
B515 | U-Channel | 9.68 | 15% | 11.13 | 0.1875 | B-Line | Adjustable Z Channel Support | E
B514 | U-Channel | 18.97 | 15% | 21.82 | 0.125 | B-Line | 2" Reel Channel Rack | E
B495 | U-Channel | 36.48 | 15% | 41.95 | 0.375 | B-Line | Double Gusset Channel Wing | E
B485 | U-Channel | 14 | 15% | 16.1 | 0.1875 | B-Line | Angle Channel Shelf Plate | E
B475 | U-Channel | 28.48 | 15% | 32.75 | 0.1875 | B-Line | 1-1/4" Double Reel Channel Rack | E
B473 | U-Channel | 30.72 | 15% | 35.33 | 0.1875 | B-Line | 2" Double Reel Channel Rack | E
B466W | U-Channel | 2.28 | 15% | 2.62 | 0.125 | B-Line | Tapped Channel Splice Plate | E
B466S | U-Channel | 4.2 | 15% | 4.83 | 0.125 | B-Line | Studded Channel Splice Plate | E
B465 | U-Channel | 11.68 | 15% | 13.43 | 0.125 | B-Line | Channel H.I.D Swivel Hanger | E
B464-22 | U-Channel | 4.8 | 15% | 5.52 | 0.15 | B-Line | B22 Channel Fixture Hanger w/Stud | E
B464-12 | U-Channel | 5.76 | 15% | 6.62 | 0.15 | B-Line | B12 Channel Fixture Hanger w/Stud | E
B464-11 | U-Channel | 6.72 | 15% | 7.73 | 0.15 | B-Line | B11 Channel Fixture Hanger w/Stud | E
B461 | U-Channel | 10.19 | 15% | 11.72 | 0.125 | B-Line | 2H Adjustable Channel Shelf Plate | E
B460-22 | U-Channel | 4.72 | 15% | 5.43 | 0.125 | B-Line | B22 Channel Fixture Hanger | E
B460-12 | U-Channel | 5.52 | 15% | 6.35 | 0.125 | B-Line | B12 Channel Fixture Hanger | E
B460-11 | U-Channel | 6.24 | 15% | 7.18 | 0.125 | B-Line | B11 Channel Fixture Hanger | E
B451-2 | U-Channel | 22.92 | 15% | 26.36 | 0.1625 | B-Line | Gusset U Channel Plate | E
B447A | U-Channel | 6.92 | 15% | 7.96 | 0.125 | B-Line | 3/4" Conduit Chnl Connection Plate | E
B447 | U-Channel | 6.32 | 15% | 7.27 | 0.125 | B-Line | 1/2" Conduit Chnl Connection Plate | E
B446C-38 | U-Channel | 10.32 | 15% | 11.87 | 0.125 | B-Line | 3/8" Male/Male Chnl Swivel Hanger | E
B446C-12 | U-Channel | 11.04 | 15% | 12.7 | 0.125 | B-Line | 1/2" Male/Male Chnl Swivel Hanger | E
B446B-38 | U-Channel | 5.92 | 15% | 6.81 | 0.0625 | B-Line | 3/8" Male Chnl Swivel Hanger | E
B446B-12 | U-Channel | 6.08 | 15% | 6.99 | 0.0625 | B-Line | 1/2" Male Chnl Swivel Hanger | E
B446A-38 | U-Channel | 6 | 15% | 6.9 | 0.0625 | B-Line | 3/8" Female Chnl Swivel Hanger | E
B446A-12 | U-Channel | 6.19 | 15% | 7.12 | 0.0625 | B-Line | 1/2" Female Chnl Swivel Hanger | E
B446-38 | U-Channel | 10.01 | 15% | 11.51 | 0.125 | B-Line | 3/8" Female/Male Chnl Swivel Hanger | E
B446-12 | U-Channel | 11.52 | 15% | 13.25 | 0.125 | B-Line | 1/2" Female/Male Chnl Swivel Hanger | E
B439 | U-Channel | 7.31 | 15% | 8.41 | 0.125 | B-Line | Channel Pipe Bracket | E
B428 | U-Channel | 22.72 | 15% | 26.13 | 0.25 | B-Line | Corner Z Channel Support | E
B412 | U-Channel | 8.8 | 15% | 10.12 | 0.1625 | B-Line | Offset U Channel Plate | E
B411-18 | U-Channel | 14.88 | 15% | 17.11 | 0.125 | B-Line | 18" Ladder Channel Rung | E
B411-15 | U-Channel | 12.8 | 15% | 14.72 | 0.125 | B-Line | 15" Ladder Channel Rung | E
B411-12 | U-Channel | 12.48 | 15% | 14.35 | 0.125 | B-Line | 12" Ladder Channel Rung | E
B405 | U-Channel | 9.44 | 15% | 10.86 | 0.1625 | B-Line | Suspension U Channel Plate | E
B398 | U-Channel | 6.08 | 15% | 6.99 | 0.1625 | B-Line | Cup Support U Channel Plate | E
B393-1 | U-Channel | 4.96 | 15% | 5.7 | 0.0625 | B-Line | Channel Wiring Stud | E
B392-22-34 | U-Channel | 4.08 | 15% | 4.69 | 0.125 | B-Line | 3/4" B22 Channel End Cap | E
B392-22-12 | U-Channel | 4.72 | 15% | 5.43 | 0.125 | B-Line | 1/2" B22 Channel End Cap | E
B392-22-1 | U-Channel | 6.96 | 15% | 8 | 0.125 | B-Line | 1" B22 Channel End Cap | E
B392-12-34 | U-Channel | 4.32 | 15% | 4.97 | 0.125 | B-Line | 3/4" B12 Channel End Cap | E
B392-12-12 | U-Channel | 4.32 | 15% | 4.97 | 0.125 | B-Line | 1/2" B12 Channel End Cap | E
B392-12-1 | U-Channel | 7.28 | 15% | 8.37 | 0.125 | B-Line | 1" B12 Channel End Cap | E
B392-11-34 | U-Channel | 4.64 | 15% | 5.34 | 0.125 | B-Line | 3/4" B11 Channel End Cap | E
B392-11-12 | U-Channel | 4.64 | 15% | 5.34 | 0.125 | B-Line | 1/2" B11 Channel End Cap | E
B392-11-1 | U-Channel | 5.84 | 15% | 6.72 | 0.125 | B-Line | 1" B11 Channel End Cap | E
B390S | U-Channel | 20.56 | 15% | 23.64 | 0.125 | B-Line | Channel Swivel Hanger | E
B390BX | U-Channel | 14.4 | 15% | 16.56 | 0.125 | B-Line | Channel Box Swivel Hanger | E
B383 | U-Channel | 15.68 | 15% | 18.03 | 0.25 | B-Line | Channel Ladder Bracket | E
B380-22 | U-Channel | 0.4 | 15% | 0.46 | 0.0375 | B-Line | Concrete Insert Channel Joint Cover | E
B368 | U-Channel | 7.6 | 15% | 8.74 | 0.1875 | B-Line | 4 Hole Closed Channel Angle | E
B357 | U-Channel | 6.16 | 15% | 7.08 | 0.1875 | B-Line | Offset Channel Tee | E
B341 | U-Channel | 3.88 | 15% | 4.46 | 0.1875 | B-Line | 4 Hole Channel Splice Plate | E
B340 | U-Channel | 2.33 | 15% | 2.68 | 0.125 | B-Line | 2 Hole Channel Splice Plate | E
B335 | U-Channel | 12.96 | 15% | 14.9 | 0.1875 | B-Line | Adjustable Hinge Channel Angle | E
B333-2 | U-Channel | 10.88 | 15% | 12.51 | 0.1625 | B-Line | Slotted U Channel Plate | E
B3322 | U-Channel | 1.48 | 15% | 1.7 | 0.0625 | B-Line | Concrete Insert Channel Anchor End | E
B309 | U-Channel | 3.65 | 15% | 4.2 | 0.0625 | B-Line | 5/8" Rod Beam Clamp | E
B307 | U-Channel | 3.25 | 15% | 3.74 | 0.0625 | B-Line | 1/2" Rod Beam Clamp | E
B305 | U-Channel | 2.6 | 15% | 2.99 | 0.0625 | B-Line | 3/8" Rod Beam Clamp | E
B304 | U-Channel | 2.67 | 15% | 3.07 | 0.0625 | B-Line | 5/16" Rod Beam Clamp | E
B303 | U-Channel | 2.62 | 15% | 3.01 | 0.0625 | B-Line | 1/4" Rod Beam Clamp | E
B297-36 | U-Channel | 60.8 | 15% | 69.92 | 0.25 | B-Line | 36" Double Channel Bracket | E
B297-30 | U-Channel | 53.44 | 15% | 61.46 | 0.25 | B-Line | 30" Double Channel Bracket | E
B297-24 | U-Channel | 46.4 | 15% | 53.36 | 0.1875 | B-Line | 24" Double Channel Bracket | E
B297-18 | U-Channel | 39.52 | 15% | 45.45 | 0.1875 | B-Line | 18" Double Channel Bracket | E
B297-12 | U-Channel | 32.96 | 15% | 37.9 | 0.1875 | B-Line | 12" Double Channel Bracket | E
B293-6 | U-Channel | 11.36 | 15% | 13.06 | 0.1875 | B-Line | 6" Single Channel Bracket | E
B293-24 | U-Channel | 24.32 | 15% | 27.97 | 0.1875 | B-Line | 24" Single Channel Bracket | E
B293-18 | U-Channel | 19.2 | 15% | 22.08 | 0.1875 | B-Line | 18" Single Channel Bracket | E
B293-12 | U-Channel | 14 | 15% | 16.1 | 0.1875 | B-Line | 12" Single Channel Bracket | E
B281SQ | U-Channel | 23.52 | 15% | 27.05 | 0.5625 | B-Line | (2) B22 Channel Post Base | E
B280SQ | U-Channel | 16.16 | 15% | 18.58 | 0.5 | B-Line | B22 Channel Post Base | E
B277 | U-Channel | 43.52 | 15% | 50.05 | 0.4375 | B-Line | Triple Gusset Channel Wing | E
B273 | U-Channel | 20.64 | 15% | 23.74 | 0.375 | B-Line | Double Corner Channel Wing | E
B26SH PLAIN | U-Channel | 0.58 | 15% | 0.67 | 0.05 | B-Line | Plain 16GA 1-5/8" Slotted Channel | E
B26SH GRN | U-Channel | 1.72 | 15% | 1.98 | 0.05 | B-Line | Green 16GA 1-5/8" Slotted Channel | E
B26SH GALV | U-Channel | 1.84 | 15% | 2.12 | 0.05 | B-Line | Galv 16GA 1-5/8" Slotted Channel | E
B26H1-78 PLAIN | U-Channel | 1.39 | 15% | 1.6 | 0.05 | B-Line | Plain 16GA 1-5/8" Channel w/Holes | E
B26H1-78 GRN | U-Channel | 2.29 | 15% | 2.63 | 0.05 | B-Line | Green 16GA 1-5/8" Channel w/Holes | E
B26H1-78 GALV | U-Channel | 1.91 | 15% | 2.2 | 0.05 | B-Line | Galv 16GA 1-5/8" Channel w/Holes | E
B26A PLAIN | U-Channel | 2.79 | 15% | 3.21 | 0.075 | B-Line | Plain 16GA 1-5/8" Double Channel | E
B26A GRN | U-Channel | 4.81 | 15% | 5.53 | 0.075 | B-Line | Green 16GA 1-5/8" Double Channel | E
B26A GALV | U-Channel | 4.81 | 15% | 5.53 | 0.075 | B-Line | Galv 16GA 1-5/8" Double Channel | E
B269R | U-Channel | 10.6 | 15% | 12.19 | 0.25 | B-Line | Right Hand Channel Wing | E
B269L | U-Channel | 10.6 | 15% | 12.19 | 0.25 | B-Line | Left Hand Channel Wing | E
B26 PLAIN | U-Channel | 0.93 | 15% | 1.07 | 0.05 | B-Line | Plain 16GA 1-5/8" Solid Channel | E
B26 GRN | U-Channel | 1.46 | 15% | 1.68 | 0.05 | B-Line | Green 16GA 1-5/8" Solid Channel | E
B26 GALV | U-Channel | 1.55 | 15% | 1.78 | 0.05 | B-Line | Galv 16GA 1-5/8" Solid Channel | E
B2500-PLTD | U-Channel | 0.87 | 15% | 1 | 0.0625 | B-Line | Threaded Rod Concrete Insert | E
B24SH PLAIN | U-Channel | 1.11 | 15% | 1.28 | 0.0625 | B-Line | Plain 14GA 1-5/8" Slotted Channel | E
B24SH GRN | U-Channel | 1.56 | 15% | 1.79 | 0.0625 | B-Line | Green 14GA 1-5/8" Slotted Channel | E
B24SH GALV | U-Channel | 1.78 | 15% | 2.05 | 0.0625 | B-Line | Galv 14GA 1-5/8" Slotted Channel | E
B24H1-78 PLAIN | U-Channel | 1.33 | 15% | 1.53 | 0.0625 | B-Line | Plain 14GA 1-5/8" Channel w/Holes | E
B24H1-78 GRN | U-Channel | 2.52 | 15% | 2.9 | 0.0625 | B-Line | Green 14GA 1-5/8" Channel w/Holes | E
B24H1-78 GALV | U-Channel | 2.52 | 15% | 2.9 | 0.0625 | B-Line | Galv 14GA 1-5/8" Channel w/Holes | E
B24A PLAIN | U-Channel | 2.75 | 15% | 3.16 | 0.1 | B-Line | Plain 14GA 1-5/8" Double Channel | E
B24A GRN | U-Channel | 4.92 | 15% | 5.66 | 0.1 | B-Line | Green 14GA 1-5/8" Double Channel | E
B24A GALV | U-Channel | 4.92 | 15% | 5.66 | 0.1 | B-Line | Galv 14GA 1-5/8" Double Channel | E
B248 | U-Channel | 5.16 | 15% | 5.93 | 0.1875 | B-Line | 4 Hole Open Channel Angle | E
B241SC-12 | U-Channel | 7.04 | 15% | 8.1 | 0.125 | B-Line | B11/12 Chnl Fixture Hanger | E
B24 PLAIN | U-Channel | 2.19 | 15% | 2.52 | 0.0625 | B-Line | Plain 14GA 1-5/8" Solid Channel | E
B24 GRN | U-Channel | 1.77 | 15% | 2.04 | 0.0625 | B-Line | Green 14GA 1-5/8" Solid Channel | E
B24 GALV | U-Channel | 1.61 | 15% | 1.85 | 0.0625 | B-Line | Galv 14GA 1-5/8" Solid Channel | E
B238R | U-Channel | 6.4 | 15% | 7.36 | 0.1875 | B-Line | Bent Right Channel Tee | E
B238L | U-Channel | 6.4 | 15% | 7.36 | 0.1875 | B-Line | Bent Left Channel Tee | E
B235R | U-Channel | 3.4 | 15% | 3.91 | 0.1625 | B-Line | Bent Right Channel Corner Plate | E
B235L | U-Channel | 3.4 | 15% | 3.91 | 0.1625 | B-Line | Bent Left Channel Corner Plate | E
B234R | U-Channel | 8.08 | 15% | 9.29 | 0.1875 | B-Line | Right Hand Channel Shelf Plate | E
B234L | U-Channel | 8.08 | 15% | 9.29 | 0.1875 | B-Line | Left Hand Channel Shelf Plate | E
B231 | U-Channel | 2.24 | 15% | 2.58 | 0.125 | B-Line | No Twist Channel Corner Plate | E
B230 | U-Channel | 1.24 | 15% | 1.43 | 0.125 | B-Line | Angle Channel Corner Plate | E
B22SH PLAIN | U-Channel | 5.1 | 15% | 5.87 | 0.075 | B-Line | Plain 12GA 1-5/8" Slotted Channel | E
B22SH GRN | U-Channel | 2.04 | 15% | 2.35 | 0.075 | B-Line | Green 12GA 1-5/8" Slotted Channel | E
B22SH GALV | U-Channel | 2.04 | 15% | 2.35 | 0.075 | B-Line | Galv 12GA 1-5/8" Slotted Channel | E
B22-IFS | U-Channel | 1.2 | 15% | 1.38 | 0.025 | B-Line | Concrete Insert Channel Filler | E
B22H1-78 PLAIN | U-Channel | 1.34 | 15% | 1.54 | 0.075 | B-Line | Plain 12GA 1-5/8" Channel w/Holes | E
B22H1-78 GRN | U-Channel | 2.23 | 15% | 2.56 | 0.075 | B-Line | Green 12GA 1-5/8" Channel w/Holes | E
B22H1-78 GALV | U-Channel | 2.36 | 15% | 2.71 | 0.075 | B-Line | Galv 12GA 1-5/8" Channel w/Holes | E
B22A PLAIN | U-Channel | 1.11 | 15% | 1.28 | 0.125 | B-Line | Plain 12GA 1-5/8" Double Channel | E
B22A GRN | U-Channel | 3.71 | 15% | 4.27 | 0.125 | B-Line | Green 12GA 1-5/8" Double Channel | E
B22A GALV | U-Channel | 4.45 | 15% | 5.12 | 0.125 | B-Line | Galv 12GA 1-5/8" Double Channel | E
B2221-60 | U-Channel | 44.48 | 15% | 51.15 | 0.3125 | B-Line | 5Ft Long Channel Concrete Insert | E
B222 | U-Channel | 3.76 | 15% | 4.32 | 0.0375 | B-Line | B11 Channel Cap | E
B221-96 | U-Channel | 71.36 | 15% | 82.06 | 0.5 | B-Line | 8Ft Long Channel Concrete Insert | E
B221-84 | U-Channel | 62.4 | 15% | 71.76 | 0.4375 | B-Line | 7Ft Long Channel Concrete Insert | E
B221-72 | U-Channel | 53.44 | 15% | 61.46 | 0.375 | B-Line | 6Ft Long Channel Concrete Insert | E
B221-6 | U-Channel | 9.37 | 15% | 10.78 | 0.0625 | B-Line | 6" Long Channel Concrete Insert | E
B221-48 | U-Channel | 35.6 | 15% | 40.94 | 0.25 | B-Line | 4Ft Long Channel Concrete Insert | E
B221-36 | U-Channel | 30 | 15% | 34.5 | 0.1875 | B-Line | 36" Long Channel Concrete Insert | E
B221-240 | U-Channel | 155.84 | 15% | 179.22 | 1 | B-Line | 20Ft Long Channel Concrete Insert | E
B221-24 | U-Channel | 24.56 | 15% | 28.24 | 0.15 | B-Line | 24" Long Channel Concrete Insert | E
B221-144 | U-Channel | 107.2 | 15% | 123.28 | 0.875 | B-Line | 12Ft Long Channel Concrete Insert | E
B221-120 | U-Channel | 79.36 | 15% | 91.26 | 0.75 | B-Line | 10Ft Long Channel Concrete Insert | E
B221-12 | U-Channel | 18.48 | 15% | 21.25 | 0.125 | B-Line | 12" Long Channel Concrete Insert | E
B221-108 | U-Channel | 80 | 15% | 92 | 0.625 | B-Line | 9Ft Long Channel Concrete Insert | E
B221 | U-Channel | 2.64 | 15% | 3.04 | 0.0375 | B-Line | B12 Channel Cap | E
B22 PLAIN | U-Channel | 1.17 | 15% | 1.35 | 0.075 | B-Line | Plain 12GA 1-5/8" Solid Channel | E
B22 GRN | U-Channel | 1.96 | 15% | 2.25 | 0.075 | B-Line | Green 12GA 1-5/8" Solid Channel | E
B22 GALV | U-Channel | 1.85 | 15% | 2.13 | 0.075 | B-Line | Galv 12GA 1-5/8" Solid Channel | E
B217P | U-Channel | 1.12 | 15% | 1.29 | 0.0125 | B-Line | Plastic Channel Closure | E
B217-20 | U-Channel | 0.52 | 15% | 0.6 | 0.0125 | B-Line | Metal Channel Closure | E
B216SC-12 | U-Channel | 4.83 | 15% | 5.55 | 0.125 | B-Line | B22/24/26 Chnl Fixture Hanger | E
B214 | U-Channel | 25.44 | 15% | 29.26 | 0.125 | B-Line | 1-1/4" Reel Channel Rack | E
B2080 | U-Channel | 6 | 15% | 6.9 | 0.15 | B-Line | 4" Parallel Pipe Channel Clamp | E
B2079 | U-Channel | 5.4 | 15% | 6.21 | 0.125 | B-Line | 3-1/2" Parallel Pipe Channel Clamp | E
B2078 | U-Channel | 5.1 | 15% | 5.87 | 0.125 | B-Line | 3" Parallel Pipe Channel Clamp | E
B2077 | U-Channel | 4.83 | 15% | 5.55 | 0.125 | B-Line | 2-1/2" Parallel Pipe Channel Clamp | E
B2076 | U-Channel | 4.3 | 15% | 4.95 | 0.075 | B-Line | 2" Parallel Pipe Channel Clamp | E
B2075 | U-Channel | 3.96 | 15% | 4.55 | 0.075 | B-Line | 1-1/2" Parallel Pipe Channel Clamp | E
B2074 | U-Channel | 3.45 | 15% | 3.97 | 0.075 | B-Line | 1-1/4" Parallel Pipe Channel Clamp | E
B2073 | U-Channel | 3.05 | 15% | 3.51 | 0.05 | B-Line | 1" Parallel Pipe Channel Clamp | E
B2072 | U-Channel | 2.95 | 15% | 3.39 | 0.05 | B-Line | 3/4" Parallel Pipe Channel Clamp | E
B205 | U-Channel | 0.57 | 15% | 0.66 | 0.0625 | B-Line | B22 Channel End Cap | E
B2047 | U-Channel | 2.99 | 15% | 3.44 | 0.05 | B-Line | 1/2" Parallel Pipe Channel Clamp | E
B2020 | U-Channel | 6.71 | 15% | 7.72 | 0.15 | B-Line | 6" GRC Channel Clamp | E
B2019 | U-Channel | 4.48 | 15% | 5.15 | 0.15 | B-Line | 5" GRC Channel Clamp | E
B2017 | U-Channel | 2.72 | 15% | 3.13 | 0.15 | B-Line | 4" GRC Channel Clamp | E
B2016 | U-Channel | 2.43 | 15% | 2.79 | 0.125 | B-Line | 3-1/2" GRC Channel Clamp | E
B2015 | U-Channel | 2.08 | 15% | 2.39 | 0.125 | B-Line | 3" GRC Channel Clamp | E
B2014 | U-Channel | 1.9 | 15% | 2.19 | 0.125 | B-Line | 2-1/2" GRC Channel Clamp | E
B2013 | U-Channel | 1.74 | 15% | 2 | 0.075 | B-Line | 2" GRC Channel Clamp | E
B2012 | U-Channel | 1.44 | 15% | 1.66 | 0.075 | B-Line | 1-1/2" GRC Channel Clamp | E
B2011 | U-Channel | 1.17 | 15% | 1.35 | 0.075 | B-Line | 1-1/4" GRC Channel Clamp | E
B2010 | U-Channel | 1.05 | 15% | 1.21 | 0.05 | B-Line | 1" GRC Channel Clamp | E
B2009 | U-Channel | 1.02 | 15% | 1.17 | 0.05 | B-Line | 3/4" GRC Channel Clamp | E
B2008 | U-Channel | 0.97 | 15% | 1.12 | 0.05 | B-Line | 1/2" GRC Channel Clamp | E
B2006 | U-Channel | 1.56 | 15% | 1.79 | 0.075 | B-Line | 2" EMT Channel Clamp | E
B2005 | U-Channel | 1.49 | 15% | 1.71 | 0.075 | B-Line | 1-1/2" EMT Channel Clamp | E
B2004 | U-Channel | 1.42 | 15% | 1.63 | 0.075 | B-Line | 1-1/4" EMT Channel Clamp | E
B2003 | U-Channel | 1.01 | 15% | 1.16 | 0.05 | B-Line | 1" EMT Channel Clamp | E
B2002 | U-Channel | 0.92 | 15% | 1.06 | 0.05 | B-Line | 3/4" EMT Channel Clamp | E
B2001 | U-Channel | 0.88 | 15% | 1.01 | 0.05 | B-Line | 1/2" EMT Channel Clamp | E
B173 | U-Channel | 5.44 | 15% | 6.26 | 0.1875 | B-Line | Clevis U Channel Plate | E
B172-22A | U-Channel | 19.52 | 15% | 22.45 | 0.1875 | B-Line | B11 Channel Clevis Plate | E
B172-12 | U-Channel | 16.32 | 15% | 18.77 | 0.1875 | B-Line | B12 Channel Clevis Plate | E
B172 | U-Channel | 11.36 | 15% | 13.06 | 0.1875 | B-Line | 4 Hole B22 Channel Clevis Plate | E
B170 | U-Channel | 7.34 | 15% | 8.44 | 0.125 | B-Line | 2 Hole B22 Channel Clevis Plate | E
B166CL | U-Channel | 1.88 | 15% | 2.16 | 0.0375 | B-Line | Clevis Clip Splice Assembly | E
B166-46-22 | U-Channel | 7.29 | 15% | 8.38 | 0.25 | B-Line | B22 Clevis Splice Assembly | E
B166-46-12 | U-Channel | 9.05 | 15% | 10.41 | 0.25 | B-Line | B12 Clevis Splice Assembly | E
B166-46-11 | U-Channel | 9.55 | 15% | 10.98 | 0.25 | B-Line | B11 Clevis Splice Assembly | E
B155 | U-Channel | 2.96 | 15% | 3.4 | 0.125 | B-Line | 2 Hole Closed Channel Angle | E
B154 | U-Channel | 2.67 | 15% | 3.07 | 0.125 | B-Line | 2 Hole Open Channel Angle | E
B143 | U-Channel | 4.78 | 15% | 5.5 | 0.1875 | B-Line | 4 Hole Channel Corner Plate | E
B142 | U-Channel | 6.97 | 15% | 8.02 | 0.1875 | B-Line | 4 Hole Channel Corner Plate | E
B140-GRN | U-Channel | 2.7 | 15% | 3.11 | 0.1625 | B-Line | 3 Hole Channel L Bracket | E
B139 | U-Channel | 8.35 | 15% | 9.6 | 0.1875 | B-Line | Swivel Channel Splice Plate | E
B136 | U-Channel | 8.43 | 15% | 9.69 | 0.1875 | B-Line | 4 Hole Gusset Channel Tee | E
B133 | U-Channel | 3.82 | 15% | 4.39 | 0.1875 | B-Line | 4 Hole Channel Tee | E
B132 | U-Channel | 8 | 15% | 9.2 | 0.225 | B-Line | 5 Hole Channel Cross | E
B12SH PLAIN | U-Channel | 2.21 | 15% | 2.54 | 0.1 | B-Line | Plain 12GA 2-7/16" Slotted Channel | E
B12SH GRN | U-Channel | 2.44 | 15% | 2.81 | 0.1 | B-Line | Green 12GA 2-7/16" Slotted Channel | E
B12SH GALV | U-Channel | 3.5 | 15% | 4.03 | 0.1 | B-Line | Galv 12GA 2-7/16" Slotted Channel | E
B12H1-78 PLAIN | U-Channel | 2.41 | 15% | 2.77 | 0.1 | B-Line | Plain 12GA 2-7/16" Channel w/Holes | E
B12H1-78 GRN | U-Channel | 3.86 | 15% | 4.44 | 0.1 | B-Line | Green 12GA 2-7/16" Channel w/Holes | E
B12H1-78 GALV | U-Channel | 3.86 | 15% | 4.44 | 0.1 | B-Line | Galv 12GA 2-7/16" Channel w/Holes | E
B12A PLAIN | U-Channel | 4.36 | 15% | 5.01 | 0.15 | B-Line | Plain 12GA 2-7/16" Double Channel | E
B12A GRN | U-Channel | 7.76 | 15% | 8.92 | 0.15 | B-Line | Green 12GA 2-7/16" Double Channel | E
B12A GALV | U-Channel | 7.76 | 15% | 8.92 | 0.15 | B-Line | Galv 12GA 2-7/16" Double Channel | E
B126 | U-Channel | 10.99 | 15% | 12.64 | 0.1875 | B-Line | 3-Way Channel Shelf Plate | E
B123 | U-Channel | 18.8 | 15% | 21.62 | 0.4375 | B-Line | Triple Corner Channel Wing | E
B12 PLAIN | U-Channel | 1.76 | 15% | 2.02 | 0.1 | B-Line | Plain 12GA 2-7/16" Solid Channel | E
B12 GRN | U-Channel | 2.32 | 15% | 2.67 | 0.1 | B-Line | Green 12GA 2-7/16" Solid Channel | E
B12 GALV | U-Channel | 3.08 | 15% | 3.54 | 0.1 | B-Line | Galv 12GA 2-7/16" Solid Channel | E
B11SH PLAIN | U-Channel | 2.67 | 15% | 3.07 | 0.125 | B-Line | Plain 12GA 3-1/4" Slotted Channel | E
B11SH GRN | U-Channel | 4.05 | 15% | 4.66 | 0.125 | B-Line | Green 12GA 3-1/4" Slotted Channel | E
B11SH GALV | U-Channel | 4.3 | 15% | 4.95 | 0.125 | B-Line | Galv 12GA 3-1/4" Slotted Channel | E
B11H1-78 PLAIN | U-Channel | 2.97 | 15% | 3.42 | 0.125 | B-Line | Plain 12GA 3-1/4" Channel w/Holes | E
B11H1-78 GRN | U-Channel | 4.68 | 15% | 5.38 | 0.125 | B-Line | Green 12GA 3-1/4" Channel w/Holes | E
B11H1-78 GALV | U-Channel | 4.67 | 15% | 5.37 | 0.125 | B-Line | Galv 12GA 3-1/4" Channel w/Holes | E
B11A PLAIN | U-Channel | 3.08 | 15% | 3.54 | 0.175 | B-Line | Plain 12GA 3-1/4" Double Channel | E
B11A GRN | U-Channel | 10.44 | 15% | 12.01 | 0.175 | B-Line | Green 12GA 3-1/4" Double Channel | E
B11A GALV | U-Channel | 10.44 | 15% | 12.01 | 0.175 | B-Line | Galv 12GA 3-1/4" Double Channel | E
B118 | U-Channel | 9.36 | 15% | 10.76 | 0.1875 | B-Line | Gusset Channel Shelf Plate | E
B116-32 | U-Channel | 6.84 | 15% | 7.87 | 0.1625 | B-Line | Support U Channel Plate | E
B112 | U-Channel | 11.4 | 15% | 13.11 | 0.1875 | B-Line | 4H Adjustable Channel Shelf Plate | E
B110 | U-Channel | 5.28 | 15% | 6.07 | 0.125 | B-Line | B11 Z Channel Support | E
B11 PLAIN | U-Channel | 2.04 | 15% | 2.35 | 0.125 | B-Line | Plain 12GA 3-1/4" Solid Channel | E
B11 GRN | U-Channel | 3.75 | 15% | 4.31 | 0.125 | B-Line | Green 12GA 3-1/4" Solid Channel | E
B11 GALV | U-Channel | 3.75 | 15% | 4.31 | 0.125 | B-Line | Galv 12GA 3-1/4" Solid Channel | E
B108 | U-Channel | 4.52 | 15% | 5.2 | 0.125 | B-Line | Offset Z Channel Support | E
B107 | U-Channel | 2.97 | 15% | 3.42 | 0.1875 | B-Line | 5 Hole U Channel Plate | E
B106-12 | U-Channel | 6.14 | 15% | 7.06 | 0.125 | B-Line | B12 Z Channel Support | E
B105 | U-Channel | 3.52 | 15% | 4.05 | 0.125 | B-Line | B22 Z Channel Support | E
B104 | U-Channel | 2.01 | 15% | 2.31 | 0.1875 | B-Line | Corner Angle Channel Corner Plate | E
ATR 78 | U-Channel | 2.42 | 15% | 2.78 | 0.025 | B-Line | 7/8" Threaded Rod | E
ATR 58 | U-Channel | 1.19 | 15% | 1.37 | 0.025 | B-Line | 5/8" Threaded Rod | E
ATR 516 | U-Channel | 0.4 | 15% | 0.46 | 0.0125 | B-Line | 5/16" Threaded Rod | E
ATR 38 | U-Channel | 0.43 | 15% | 0.49 | 0.0125 | B-Line | 3/8" Threaded Rod | E
ATR 34 | U-Channel | 1.81 | 15% | 2.08 | 0.025 | B-Line | 3/4" Threaded Rod | E
ATR 14 | U-Channel | 0.25 | 15% | 0.29 | 0.0125 | B-Line | 1/4" Threaded Rod | E
ATR 12 | U-Channel | 0.76 | 15% | 0.87 | 0.0125 | B-Line | 1/2" Threaded Rod | E
ATR 1 | U-Channel | 3.33 | 15% | 3.83 | 0.025 | B-Line | 1" Threaded Rod | E
78101191986 | U-Channel | 0.42 | 15% | 0.48 | 0.0375 | B-Line | 1/2"x1-1/2" Cone Point Set Screw | E
78101141998 | U-Channel | 2.1 | 15% | 2.42 | 0.05 | B-Line | 5/8"x2-1/2" Cone Point Set Screw | E
78101141995 | U-Channel | 1.74 | 15% | 2 | 0.05 | B-Line | 5/8"x2" Cone Point Set Screw | E
78101141992 | U-Channel | 0.83 | 15% | 0.95 | 0.05 | B-Line | 1/2"x2-1/2" Cone Point Set Screw | E
78101141989 | U-Channel | 0.56 | 15% | 0.64 | 0.05 | B-Line | 1/2"x2" Cone Point Set Screw | E
78101141983 | U-Channel | 0.32 | 15% | 0.37 | 0.05 | B-Line | 3/8"x2" Cone Point Set Screw | E
78101141980 | U-Channel | 0.35 | 15% | 0.4 | 0.0375 | B-Line | 3/8"x1-1/2" Cone Point Set Screw | E
78101141748 | U-Channel | 0.2 | 15% | 0.23 | 0.0375 | B-Line | 3/8"x1-1/2" Slotted Hex Screw | E
78101141743 | U-Channel | 0.16 | 15% | 0.18 | 0.0375 | B-Line | 3/8"x1-1/4" Slotted Hex Screw | E
78101141738 | U-Channel | 0.14 | 15% | 0.16 | 0.0375 | B-Line | 5/16"x1-1/2" Slotted Hex Screw | E
78101141733 | U-Channel | 0.13 | 15% | 0.15 | 0.0375 | B-Line | 5/16"x1-1/4" Slotted Hex Screw | E
78101141728 | U-Channel | 0.13 | 15% | 0.15 | 0.025 | B-Line | 5/16"x1" Slotted Hex Screw | E
78101141723 | U-Channel | 0.1 | 15% | 0.12 | 0.0375 | B-Line | 1/4"x1-1/2" Slotted Hex Screw | E
78101141718 | U-Channel | 0.09 | 15% | 0.1 | 0.0375 | B-Line | 1/4"x1-1/4" Slotted Hex Screw | E
78101141713 | U-Channel | 0.09 | 15% | 0.1 | 0.025 | B-Line | 1/4"x1" Slotted Hex Screw | E
78101141703 | U-Channel | 0.1 | 15% | 0.12 | 0.025 | B-Line | 1/4"x3/4" Slotted Hex Screw | E
78101141643 | U-Channel | 0.23 | 15% | 0.26 | 0.025 | B-Line | 1/2"x7/8" Hex Head Cap Screw | E
78101141633 | U-Channel | 0.63 | 15% | 0.72 | 0.05 | B-Line | 1/2"x2-1/2" Hex Head Cap Screw | E
78101141613 | U-Channel | 0.4 | 15% | 0.46 | 0.05 | B-Line | 1/2"x2" Hex Head Cap Screw | E
78101141603 | U-Channel | 0.36 | 15% | 0.41 | 0.0375 | B-Line | 1/2"x1-3/4" Hex Head Cap Screw | E
78101141593 | U-Channel | 0.29 | 15% | 0.33 | 0.0375 | B-Line | 1/2"x1-1/2" Hex Head Cap Screw | E
78101141574 | U-Channel | 0.25 | 15% | 0.29 | 0.025 | B-Line | 1/2"x1" Hex Head Cap Screw | E
78101141568 | U-Channel | 0.25 | 15% | 0.29 | 0.05 | B-Line | 3/8"x2-1/2" Hex Head Cap Screw | E
78101141563 | U-Channel | 0.23 | 15% | 0.26 | 0.05 | B-Line | 3/8"x2-1/4" Hex Head Cap Screw | E
78101141553 | U-Channel | 0.21 | 15% | 0.24 | 0.05 | B-Line | 3/8"x2" Hex Head Cap Screw | E
78101141550 | U-Channel | 0.21 | 15% | 0.24 | 0.0375 | B-Line | 3/8"x1-3/4" Hex Head Cap Screw | E
78101141548 | U-Channel | 0.18 | 15% | 0.21 | 0.0375 | B-Line | 3/8"x1-1/2" Hex Head Cap Screw | E
78101141545 | U-Channel | 0.16 | 15% | 0.18 | 0.0375 | B-Line | 3/8"x1-1/4" Hex Head Cap Screw | E
78101141543 | U-Channel | 0.12 | 15% | 0.14 | 0.025 | B-Line | 3/8"x1" Hex Head Cap Screw | E
78101141533 | U-Channel | 0.12 | 15% | 0.14 | 0.025 | B-Line | 3/8"x3/4" Hex Head Cap Screw | E
78101141529 | U-Channel | 0.18 | 15% | 0.21 | 0.0375 | B-Line | 5/16"x1-1/2" Hex Head Cap Screw | E
78101141527 | U-Channel | 0.16 | 15% | 0.18 | 0.0375 | B-Line | 5/16"x1-1/4" Hex Head Cap Screw | E
78101141525 | U-Channel | 0.16 | 15% | 0.18 | 0.025 | B-Line | 5/16"x1" Hex Head Cap Screw | E
78101141523 | U-Channel | 0.11 | 15% | 0.13 | 0.0375 | B-Line | 1/4"x1-1/2" Hex Head Cap Screw | E
78101141521 | U-Channel | 0.1 | 15% | 0.12 | 0.0375 | B-Line | 1/4"x1-1/4" Hex Head Cap Screw | E
78101141519 | U-Channel | 0.1 | 15% | 0.12 | 0.025 | B-Line | 1/4"x1" Hex Head Cap Screw | E
78101141517 | U-Channel | 0.1 | 15% | 0.12 | 0.025 | B-Line | 1/4"x3/4" Hex Head Cap Screw | E
78101141515 | U-Channel | 0.1 | 15% | 0.12 | 0.025 | B-Line | 1/4"x1/2" Hex Head Cap Screw | E
78101141513 | U-Channel | 0.26 | 15% | 0.3 | 0.0375 | B-Line | 1/2"x1-1/4" Hex Head Cap Screw | E
702 | U-Channel | 3.37 | 15% | 3.88 | 0.0625 | Minerallac | 3/8-16 Malleable Beam Clamp | E
701 | U-Channel | 3.99 | 15% | 4.59 | 0.0625 | Minerallac | 5/16-18 Malleable Beam Clamp | E
700 | U-Channel | 0.63 | 15% | 0.72 | 0.0625 | Minerallac | 1/4-20 Malleable Beam Clamp | E
602 | U-Channel | 2.51 | 15% | 2.89 | 0.0625 | Minerallac | 3/8" Steel Beam Clamp | E
80782-W | Voice Data Video | 2.9 | 15% | 3.34 | 0.075 | Leviton | Duplex CATV Plate White | E
80782-I | Voice Data Video | 2.9 | 15% | 3.34 | 0.075 | Leviton | Duplex CATV Plate Ivory | E
80782-A | Voice Data Video | 2.15 | 15% | 2.47 | 0.075 | Leviton | Duplex CATV Plate Almond | E
80781-W | Voice Data Video | 1.59 | 15% | 1.83 | 0.075 | Leviton | Single CATV Plate White | E
80781-I | Voice Data Video | 1.59 | 15% | 1.83 | 0.075 | Leviton | Single CATV Plate Ivory | E
80781-A | Voice Data Video | 1.24 | 15% | 1.43 | 0.075 | Leviton | Single CATV Plate Almond | E
78000072205 | Voice Data Video | 0.05 | 15% | 0.06 | 0.005 | Generic | Category 5e Non- Plenum Rated Cable | M
78000028810 | Voice Data Video | 0.09 | 15% | 0.1 | 0.0063 | Generic | Category 6 Non- Plenum Rated Cable | M
78000011335 | Voice Data Video | 0.05 | 15% | 0.06 | 0.005 | Generic | Category 5 Non- Plenum Rated Cable | M
62455-20E | Voice Data Video | 7.88 | 15% | 9.06 | 0.125 | Leviton | 20 Ft Patch Cord-Cat 6 | E
62455-15E | Voice Data Video | 6.11 | 15% | 7.03 | 0.1 | Leviton | 15 Ft Patch Cord-Cat 6 | E
62455-10E | Voice Data Video | 4.89 | 15% | 5.62 | 0.075 | Leviton | 10 Ft Patch Cord-Cat 6 | E
62455-07E | Voice Data Video | 4.32 | 15% | 4.97 | 0.075 | Leviton | 7 Ft Patch Cord-Cat 6 | E
62455-05E | Voice Data Video | 3.74 | 15% | 4.3 | 0.0625 | Leviton | 5 Ft Patch Cord-Cat 6 | E
62455-03E | Voice Data Video | 3.12 | 15% | 3.59 | 0.0625 | Leviton | 3 Ft Patch Cord-Cat 6 | E
61109-R6 | Voice Data Video | 5.29 | 15% | 6.08 | 0.125 | Leviton | Snap-In Connector-Cat 6 | E
5G584-U96 | Voice Data Video | 356.5 | 15% | 409.98 | 1.25 | Leviton | 96 Port Patch Panel-Cat 5e | E
5G584-U89 | Voice Data Video | 61.67 | 15% | 70.92 | 0.75 | Leviton | 12 Port Patch Block-Cat 5e | E
5G584-U64 | Voice Data Video | 312.32 | 15% | 359.17 | 1.25 | Leviton | 64 Port Patch Panel-Cat 5e | E
5G584-U48 | Voice Data Video | 186.48 | 15% | 214.45 | 1 | Leviton | 48 Port Patch Panel-Cat 5e | E
5G584-U32 | Voice Data Video | 164.81 | 15% | 189.53 | 1 | Leviton | 32 Port Patch Panel-Cat 5e | E
5G584-U24 | Voice Data Video | 93.24 | 15% | 107.23 | 0.75 | Leviton | 24 Port Patch Panel-Cat 5e | E
5G584-U16 | Voice Data Video | 85.63 | 15% | 98.47 | 0.75 | Leviton | 16 Port Patch Panel-Cat 5e | E
5G584-U12 | Voice Data Video | 69.54 | 15% | 79.97 | 0.75 | Leviton | 12 Port Patch Panel-Cat 5e | E
5G455-20R | Voice Data Video | 7.82 | 15% | 8.99 | 0.125 | Leviton | 20 Ft Patch Cord-Cat 5e | E
5G455-15 | Voice Data Video | 8.47 | 15% | 9.74 | 0.1 | Leviton | 15 Ft Patch Cord-Cat 5e | E
5G455-10E | Voice Data Video | 5.92 | 15% | 6.81 | 0.075 | Leviton | 10 Ft Patch Cord-Cat 5e | E
5G455-07E | Voice Data Video | 4.8 | 15% | 5.52 | 0.075 | Leviton | 7 Ft Patch Cord-Cat 5e | E
5G455-05 | Voice Data Video | 4.22 | 15% | 4.85 | 0.0625 | Leviton | 5 Ft Patch Cord-Cat 5e | E
5G455-03E | Voice Data Video | 4.14 | 15% | 4.76 | 0.0625 | Leviton | 3 Ft Patch Cord-Cat 5e | E
5G108-RO5 | Voice Data Video | 3.32 | 15% | 3.82 | 0.125 | Leviton | Channel Snap-In Connector-Cat 5e | E
59484-U96 | Voice Data Video | 291.07 | 15% | 334.73 | 1.25 | Leviton | 96 Port Patch Panel-Cat 5 | E
59484-U89 | Voice Data Video | 56.84 | 15% | 65.37 | 0.75 | Leviton | 12 Port Patch Block-Cat 5 | E
59484-U64 | Voice Data Video | 266.15 | 15% | 306.07 | 1.25 | Leviton | 64 Port Patch Panel-Cat 5 | E
59484-U48 | Voice Data Video | 172.9 | 15% | 198.84 | 1 | Leviton | 48 Port Patch Panel-Cat 5 | E
59484-U32 | Voice Data Video | 162.62 | 15% | 187.01 | 1 | Leviton | 32 Port Patch Panel-Cat 5 | E
59484-U24 | Voice Data Video | 81.43 | 15% | 93.64 | 0.75 | Leviton | 24 Port Patch Panel - Cat 5 | E
59484-U16 | Voice Data Video | 74.83 | 15% | 86.05 | 0.75 | Leviton | 16 Port Patch Panel - Cat 5 | E
59484-U12 | Voice Data Video | 64.83 | 15% | 74.55 | 0.75 | Leviton | 12 Port Patch Panel - Cat 5 | E
59484-24U | Voice Data Video | 110.69 | 15% | 127.29 | 0.75 | Leviton | 24 Port Patch Panel w/Bar - Cat 5 | E
52455-7L | Voice Data Video | 2.13 | 15% | 2.45 | 0.075 | Leviton | 7 Ft Patch Cord-Cat 5 | E
52455-5L | Voice Data Video | 1.79 | 15% | 2.06 | 0.0625 | Leviton | 5 Ft Patch Cord-Cat 5 | E
52455-3L | Voice Data Video | 1.34 | 15% | 1.54 | 0.0625 | Leviton | 3 Ft Patch Cord-Cat 5 | E
52455-20L | Voice Data Video | 4.37 | 15% | 5.03 | 0.125 | Leviton | 20 Ft Patch Cord-Cat 5 | E
52455-15L | Voice Data Video | 3.56 | 15% | 4.09 | 0.1 | Leviton | 15 Ft Patch Cord-Cat 5 | E
52455-10L | Voice Data Video | 2.61 | 15% | 3 | 0.075 | Leviton | 10 Ft Patch Cord-Cat 5 | E
49900-S4 | Voice Data Video | 1.78 | 15% | 2.05 | 0.75 | Leviton | 4 Port Modular Furniture Plate | E
49900-S2 | Voice Data Video | 1.78 | 15% | 2.05 | 0.75 | Leviton | 2 Port Modular Furniture Plate | E
49900-H4 | Voice Data Video | 2.23 | 15% | 2.56 | 0.75 | Leviton | 4 Port Herman Miller Funiture Plate | E
49900-H2 | Voice Data Video | 2.23 | 15% | 2.56 | 0.75 | Leviton | 2 Port Herman Miller Funiture Plate | E
49270-U48 | Voice Data Video | 258.98 | 15% | 297.83 | 1 | Leviton | 48 Port Patch Panel-Cat 6 | E
49270-U24 | Voice Data Video | 137.81 | 15% | 158.48 | 0.75 | Leviton | 24 Port Patch Panel-Cat 6 | E
49257-QID | Voice Data Video | 3.42 | 15% | 3.93 | 0.75 | Leviton | Quikport Patch Panel w/Tray ID Kit | E
49257-I24 | Voice Data Video | 2.26 | 15% | 2.6 | 0.75 | Leviton | Quikport Patch Panel w/Bar ID Kit | E
49255-Q89 | Voice Data Video | 13.65 | 15% | 15.7 | 0.75 | Leviton | 12 Port Quikport Patch Block | E
49255-Q32 | Voice Data Video | 59.15 | 15% | 68.02 | 1 | Leviton | 32 Quikport PatchPnl&Tray-Cat5/5e/6 | E
49255-Q24 | Voice Data Video | 55.4 | 15% | 63.71 | 1 | Leviton | 12 Port Patch Block | E
49255-H48 | Voice Data Video | 66.3 | 15% | 76.25 | 1 | Leviton | 48 Quikport PatchPnl&Bar-Cat5/5e/6 | E
49255-H24 | Voice Data Video | 50.4 | 15% | 57.96 | 1 | Leviton | 24 Quikport PatchPnl&Bar-Cat5/5e/6 | E
49254-BP4 | Voice Data Video | 39.06 | 15% | 44.92 | 0.75 | Leviton | 4 Position Blank Panel-Cat5/5e/6 | E
49254-BP2 | Voice Data Video | 29.03 | 15% | 33.38 | 0.5 | Leviton | 2 Position Blank Panel-Cat5/5e/6 | E
49254-BP1 | Voice Data Video | 23.39 | 15% | 26.9 | 0.5 | Leviton | 1 Position Blank Panel-Cat5/5e/6 | E
49251-W64 | Voice Data Video | 66.81 | 15% | 76.83 | 1 | Leviton | 4 Position Wall Bracket-Cat5/5e/6 | E
49251-W63 | Voice Data Video | 56.27 | 15% | 64.71 | 0.75 | Leviton | 2 Position Wall Bracket-Cat5/5e/6 | E
49251-W62 | Voice Data Video | 44.65 | 15% | 51.35 | 0.75 | Leviton | 1 Position Wall Bracket-Cat5/5e/6 | E
49114-QIA | Voice Data Video | 58.48 | 15% | 67.25 | 0.75 | Leviton | 12-6p4c Prewired Block-Cat 5/5e/6 | E
49112-QIA | Voice Data Video | 63.44 | 15% | 72.96 | 0.75 | Leviton | 12-6p6c Prewired Block-Cat 5/5e/6 | E
49111-QIA | Voice Data Video | 64.46 | 15% | 74.13 | 0.75 | Leviton | 12-8p8c Prewired Block-Cat 5/5e/6 | E
49105-IDC | Voice Data Video | 0.59 | 15% | 0.68 | 0.25 | Leviton | C-5 Connector Block-Cat 5/5e | E
49104-IDC | Voice Data Video | 0.47 | 15% | 0.54 | 0.25 | Leviton | C-4 Connector Block-Cat 5/5e | E
49103-IDC | Voice Data Video | 0.44 | 15% | 0.51 | 0.25 | Leviton | C-3 Connector Block-Cat 5/5e | E
49005-CMB | Voice Data Video | 16.71 | 15% | 19.22 | 0.5 | Leviton | Voice Grade Panel Cable Bar | E
49004-J48 | Voice Data Video | 96.65 | 15% | 111.15 | 1 | Leviton | 48P/8P4C Voice Grade Pnl PreConnect | E
49004-J24 | Voice Data Video | 48.78 | 15% | 56.1 | 0.75 | Leviton | 24P/8P4C Voice Grade Pnl PreConnect | E
49003-P48 | Voice Data Video | 153.45 | 15% | 176.47 | 1 | Leviton | 48 Port Voice Grade Panel-110 | E
49003-P24 | Voice Data Video | 80.09 | 15% | 92.1 | 0.75 | Leviton | 24 Port Voice Grade Panel-110 | E
49002-J48 | Voice Data Video | 96.55 | 15% | 111.03 | 1 | Leviton | 48P/8P2C Voice Grade Pnl PreConnect | E
49002-J24 | Voice Data Video | 67.77 | 15% | 77.94 | 0.75 | Leviton | 24P/8P2C Voice Grade Pnl PreConnect | E
47689-QP | Voice Data Video | 17.49 | 15% | 20.11 | 0.75 | Leviton | 12 Port Deep Quikport Patch Block | E
4625B-48W | Voice Data Video | 1.91 | 15% | 2.2 | 0.125 | Leviton | 8/C 625B4 Smooth Jack Plate Wht | E
4625B-48I | Voice Data Video | 1.94 | 15% | 2.23 | 0.125 | Leviton | 8/C 625B4 Smooth Jack Plate Ivy | E
4625B-46W | Voice Data Video | 1.18 | 15% | 1.36 | 0.125 | Leviton | 6/C 625B4 Smooth Jack Plate Wht | E
4625B-46I | Voice Data Video | 1.23 | 15% | 1.41 | 0.125 | Leviton | 6/C 625B4 Smooth Jack Plate Ivy | E
4625B-46G | Voice Data Video | 1.04 | 15% | 1.2 | 0.125 | Leviton | 6/C 625B4 Smooth Jack Plate Gry | E
4625B-44W | Voice Data Video | 1.13 | 15% | 1.3 | 0.125 | Leviton | 4/C 625B4 Smooth Jack Plate Wht | E
4625B-44I | Voice Data Video | 1.28 | 15% | 1.47 | 0.125 | Leviton | 4/C 625B4 Smooth Jack Plate Ivy | E
4625B-44G | Voice Data Video | 1.04 | 15% | 1.2 | 0.125 | Leviton | 4/C 625B4 Smooth Jack Plate Gry | E
4625B-44A | Voice Data Video | 0.96 | 15% | 1.1 | 0.125 | Leviton | 4/C 625B4 Smooth Jack Plate Alm | E
4625B-44 | Voice Data Video | 0.97 | 15% | 1.12 | 0.125 | Leviton | 4/C 625B4 Smooth Jack Plate Brn | E
42777-2WB | Voice Data Video | 5.68 | 15% | 6.53 | 0.125 | Leviton | 1.45" 2 Gang Surface Box White | E
42777-2WA | Voice Data Video | 5.68 | 15% | 6.53 | 0.125 | Leviton | 1.89" 2 Gang Surface Box White | E
42777-2IB | Voice Data Video | 5.68 | 15% | 6.53 | 0.125 | Leviton | 1.45" 2 Gang Surface Box Ivory | E
42777-2IA | Voice Data Video | 5.68 | 15% | 6.53 | 0.125 | Leviton | 1.89" 2 Gang Surface Box Ivory | E
42777-2GB | Voice Data Video | 5.68 | 15% | 6.53 | 0.125 | Leviton | 1.45" 2 Gang Surface Box Grey | E
42777-2GA | Voice Data Video | 5.68 | 15% | 6.53 | 0.125 | Leviton | 1.89" 2 Gang Surface Box Grey | E
42777-2EB | Voice Data Video | 5.68 | 15% | 6.53 | 0.125 | Leviton | 1.45" 2 Gang Surface Box Black | E
42777-2EA | Voice Data Video | 5.68 | 15% | 6.53 | 0.125 | Leviton | 1.89" 2 Gang Surface Box Black | E
42777-1WB | Voice Data Video | 3.32 | 15% | 3.82 | 0.125 | Leviton | 1.45" 1 Gang Surface Box White | E
42777-1WA | Voice Data Video | 3.32 | 15% | 3.82 | 0.125 | Leviton | 1.89" 1 Gang Surface Box White | E
42777-1IB | Voice Data Video | 3.32 | 15% | 3.82 | 0.125 | Leviton | 1.45" 1 Gang Surface Box Ivory | E
42777-1IA | Voice Data Video | 3.32 | 15% | 3.82 | 0.125 | Leviton | 1.89" 1 Gang Surface Box Ivory | E
42777-1GB | Voice Data Video | 3.32 | 15% | 3.82 | 0.125 | Leviton | 1.45" 1 Gang Surface Box Grey | E
42777-1GA | Voice Data Video | 3.32 | 15% | 3.82 | 0.125 | Leviton | 1.89" 1 Gang Surface Box Grey | E
42777-1EB | Voice Data Video | 3.32 | 15% | 3.82 | 0.125 | Leviton | 1.45" 1 Gang Surface Box Black | E
42777-1EA | Voice Data Video | 3.32 | 15% | 3.82 | 0.125 | Leviton | 1.89" 1 Gang Surface Box Black | E
42080-8WP | Voice Data Video | 3.63 | 15% | 4.17 | 0.1 | Leviton | 8 Port Box Plate w/ID-2G White | E
42080-8IP | Voice Data Video | 3.63 | 15% | 4.17 | 0.1 | Leviton | 8 Port Box Plate w/ID-2G Ivory | E
42080-8GP | Voice Data Video | 3.63 | 15% | 4.17 | 0.1 | Leviton | 8 Port Box Plate w/ID-2G Grey | E
42080-8EP | Voice Data Video | 3.63 | 15% | 4.17 | 0.1 | Leviton | 8 Port Box Plate w/ID-2G Black | E
42080-6WS | Voice Data Video | 1.5 | 15% | 1.73 | 0.075 | Leviton | 6 Port Box Plate w/ID-1G White | E
42080-6WP | Voice Data Video | 3.63 | 15% | 4.17 | 0.1 | Leviton | 6 Port Box Plate w/ID-2G White | E
42080-6IS | Voice Data Video | 1.5 | 15% | 1.73 | 0.075 | Leviton | 6 Port Box Plate w/ID-1G Ivory | E
42080-6IP | Voice Data Video | 3.63 | 15% | 4.17 | 0.1 | Leviton | 6 Port Box Plate w/ID-2G Ivory | E
42080-6GS | Voice Data Video | 1.5 | 15% | 1.73 | 0.075 | Leviton | 6 Port Box Plate w/ID-1G Grey | E
42080-6GP | Voice Data Video | 3.63 | 15% | 4.17 | 0.1 | Leviton | 6 Port Box Plate w/ID-2G Grey | E
42080-6ES | Voice Data Video | 1.5 | 15% | 1.73 | 0.075 | Leviton | 6 Port Box Plate w/ID-1G Black | E
42080-6EP | Voice Data Video | 3.63 | 15% | 4.17 | 0.1 | Leviton | 6 Port Box Plate w/ID-2G Black | E
42080-4WS | Voice Data Video | 1.5 | 15% | 1.73 | 0.075 | Leviton | 4 Port Box Plate w/ID-1G White | E
42080-4WP | Voice Data Video | 3.63 | 15% | 4.17 | 0.1 | Leviton | 4 Port Box Plate w/ID-2G White | E
42080-4IS | Voice Data Video | 1.5 | 15% | 1.73 | 0.075 | Leviton | 4 Port Box Plate w/ID-1G Ivory | E
42080-4IP | Voice Data Video | 3.63 | 15% | 4.17 | 0.1 | Leviton | 4 Port Box Plate w/ID-2G Ivory | E
42080-4GS | Voice Data Video | 1.5 | 15% | 1.73 | 0.075 | Leviton | 4 Port Box Plate w/ID-1G Grey | E
42080-4GP | Voice Data Video | 3.63 | 15% | 4.17 | 0.1 | Leviton | 4 Port Box Plate w/ID-2G Grey | E
42080-4ES | Voice Data Video | 1.5 | 15% | 1.73 | 0.075 | Leviton | 4 Port Box Plate w/ID-1G Black | E
42080-4EP | Voice Data Video | 3.63 | 15% | 4.17 | 0.1 | Leviton | 4 Port Box Plate w/ID-2G Black | E
42080-3WS | Voice Data Video | 1.5 | 15% | 1.73 | 0.075 | Leviton | 3 Port Box Plate w/ID-1G White | E
42080-3WP | Voice Data Video | 3.63 | 15% | 4.17 | 0.1 | Leviton | 3 Port Box Plate w/ID-2G White | E
42080-3IS | Voice Data Video | 1.5 | 15% | 1.73 | 0.075 | Leviton | 3 Port Box Plate w/ID-1G Ivory | E
42080-3IP | Voice Data Video | 3.63 | 15% | 4.17 | 0.1 | Leviton | 3 Port Box Plate w/ID-2G Ivory | E
42080-3GS | Voice Data Video | 1.5 | 15% | 1.73 | 0.075 | Leviton | 3 Port Box Plate w/ID-1G Grey | E
42080-3GP | Voice Data Video | 3.42 | 15% | 3.93 | 0.1 | Leviton | 3 Port Box Plate w/ID-2G Grey | E
42080-3ES | Voice Data Video | 1.5 | 15% | 1.73 | 0.075 | Leviton | 3 Port Box Plate w/ID-1G Black | E
42080-3EP | Voice Data Video | 3.63 | 15% | 4.17 | 0.1 | Leviton | 3 Port Box Plate w/ID-2G Black | E
42080-2WS | Voice Data Video | 1.5 | 15% | 1.73 | 0.075 | Leviton | 2 Port Box Plate w/ID-1G White | E
42080-2WP | Voice Data Video | 3.42 | 15% | 3.93 | 0.1 | Leviton | 2 Port Box Plate w/ID-2G White | E
42080-2IS | Voice Data Video | 1.5 | 15% | 1.73 | 0.075 | Leviton | 2 Port Box Plate w/ID-1G Ivory | E
42080-2IP | Voice Data Video | 3.42 | 15% | 3.93 | 0.1 | Leviton | 2 Port Box Plate w/ID-2G Ivory | E
42080-2GS | Voice Data Video | 1.5 | 15% | 1.73 | 0.075 | Leviton | 2 Port Box Plate w/ID-1G Grey | E
42080-2GP | Voice Data Video | 3.42 | 15% | 3.93 | 0.1 | Leviton | 2 Port Box Plate w/ID-2G Grey | E
42080-2ES | Voice Data Video | 1.5 | 15% | 1.73 | 0.075 | Leviton | 2 Port Box Plate w/ID-1G Black | E
42080-2EP | Voice Data Video | 3.42 | 15% | 3.93 | 0.1 | Leviton | 2 Port Box Plate w/ID-2G Black | E
42080-1WS | Voice Data Video | 1.5 | 15% | 1.73 | 0.075 | Leviton | 1 Port Box Plate w/ID-1G White | E
42080-1WP | Voice Data Video | 3.42 | 15% | 3.93 | 0.1 | Leviton | 1 Port Box Plate w/ID-2G White | E
42080-1IS | Voice Data Video | 1.5 | 15% | 1.73 | 0.075 | Leviton | 1 Port Box Plate w/ID-1G Ivory | E
42080-1IP | Voice Data Video | 3.42 | 15% | 3.93 | 0.1 | Leviton | 1 Port Box Plate w/ID-2G Ivory | E
42080-1GS | Voice Data Video | 1.5 | 15% | 1.73 | 0.075 | Leviton | 1 Port Box Plate w/ID-1G Grey | E
42080-1GP | Voice Data Video | 3.42 | 15% | 3.93 | 0.1 | Leviton | 1 Port Box Plate w/ID-2G Grey | E
42080-1ES | Voice Data Video | 1.5 | 15% | 1.73 | 0.075 | Leviton | 1 Port Box Plate w/ID-1G Black | E
42080-1EP | Voice Data Video | 3.42 | 15% | 3.93 | 0.1 | Leviton | 1 Port Box Plate w/ID-2G Black | E
42080-12W | Voice Data Video | 3.63 | 15% | 4.17 | 0.1 | Leviton | 12 Port Box Plate w/ID-2G White | E
42080-12I | Voice Data Video | 3.63 | 15% | 4.17 | 0.1 | Leviton | 12 Port Box Plate w/ID-2G Ivory | E
42080-12G | Voice Data Video | 3.63 | 15% | 4.17 | 0.1 | Leviton | 12 Port Box Plate w/ID-2G Grey | E
42080-12E | Voice Data Video | 3.63 | 15% | 4.17 | 0.1 | Leviton | 12 Port Box Plate w/ID-2G Black | E
41MB2-SMF | Voice Data Video | 47.07 | 15% | 54.13 | 2.5 | Leviton | 300pr Wall Mount Frame-Cat5/5e | E
41MB2-SME | Voice Data Video | 39.3 | 15% | 45.2 | 1.25 | Leviton | 300pr Wall Extension Frame-Cat5/5e | E
41MB2-EXT | Voice Data Video | 97.77 | 15% | 112.44 | 1.25 | Leviton | 100pr Wall Extension Frame-Cat5/5e | E
41MB2-3F4 | Voice Data Video | 107.32 | 15% | 123.42 | 1.5 | Leviton | 100pr Wall Frame Kit-Cat5/5e | E
41DW2-100 | Voice Data Video | 8.5 | 15% | 9.78 | 0.75 | Leviton | 100pr Wall Mount Base-Cat5/5e | E
41DW1-589 | Voice Data Video | 6.15 | 15% | 7.07 | 0.75 | Leviton | 89D 50pr Wall Bracket-Cat5/5e | E
41DW1-50 | Voice Data Video | 5.53 | 15% | 6.36 | 0.5 | Leviton | 50pr Wall Mount Base-Cat5/5e | E
41DR2-300 | Voice Data Video | 37.94 | 15% | 43.63 | 1.25 | Leviton | 300pr RackMount Wire Pnl-Cat 5/5e/6 | E
41DR2-200 | Voice Data Video | 25.17 | 15% | 28.95 | 1 | Leviton | 200pr RackMount Wire Pnl-Cat 5/5e/6 | E
41DR2-100 | Voice Data Video | 17.42 | 15% | 20.03 | 0.75 | Leviton | 100pr RackMount Wire Pnl-Cat 5/5e/6 | E
41DBR-3F4 | Voice Data Video | 92.26 | 15% | 106.1 | 2 | Leviton | 300pr RackMount Wire Kit-Cat 5/5e/6 | E
41DBR-2F4 | Voice Data Video | 63.15 | 15% | 72.62 | 1.75 | Leviton | 200pr RackMount Wire Kit-Cat 5/5e/6 | E
41DBR-1F4 | Voice Data Video | 37.49 | 15% | 43.11 | 1.5 | Leviton | 100pr RackMount Wire Kit-Cat 5/5e/6 | E
41DB1-5FT | Voice Data Video | 22.07 | 15% | 25.38 | 1.25 | Leviton | 89D 50pr Wall Mount Kit-Cat5/5e | E
41D1R-HCM | Voice Data Video | 19.67 | 15% | 22.62 | 0.75 | Leviton | RackMount Wire Cord Mngr-Cat 5/5e/6 | E
41D10-HCM | Voice Data Video | 4.08 | 15% | 4.69 | 0.5 | Leviton | Wall Mount Cord Mangager-Cat5/5e | E
41AW2-300 | Voice Data Video | 24.56 | 15% | 28.24 | 1.25 | Leviton | 300pr Wall Mount w/Legs-Cat5/5e | E
41AW2-100 | Voice Data Video | 9.24 | 15% | 10.63 | 0.75 | Leviton | 100pr Wall Mount w/Legs-Cat5/5e | E
41AW1-50 | Voice Data Video | 6.69 | 15% | 7.69 | 0.5 | Leviton | 50pr Wall Mount w/Legs-Cat5/5e | E
41AB6-1F4 | Voice Data Video | 40.87 | 15% | 47 | 0.5 | Leviton | Cat 6 Connector Block-Cat 6 | E
41AB2-3F4 | Voice Data Video | 60.19 | 15% | 69.22 | 2 | Leviton | 300pr Wall Mount Kit-Cat5/5e | E
41AB2-1F4 | Voice Data Video | 20.85 | 15% | 23.98 | 1.5 | Leviton | 100pr Wall Mount Kit-Cat5/5e | E
41A10-HCM | Voice Data Video | 6.05 | 15% | 6.96 | 0.5 | Leviton | Wall Mount Cord Mngr w/Legs-Cat5/5e | E
41880-EXT | Voice Data Video | 33.56 | 15% | 38.59 | 1 | Leviton | Wall Frame Cord Mngr Extsn-Cat 5/5e | E
41880-300 | Voice Data Video | 50.82 | 15% | 58.44 | 1.5 | Leviton | Wall Frame Cord Manager-Cat 5/5e | E
41646-W | Voice Data Video | 3.41 | 15% | 3.92 | 0.075 | Leviton | 6 Port Multimedia Decora Plt White | E
41646-I | Voice Data Video | 3.41 | 15% | 3.92 | 0.075 | Leviton | 6 Port Multimedia Decora Plt Ivory | E
41646-GY | Voice Data Video | 3.41 | 15% | 3.92 | 0.075 | Leviton | 6 Port Multimedia Decora Plt Grey | E
41646-E | Voice Data Video | 3.41 | 15% | 3.92 | 0.075 | Leviton | 6 Port Multimedia Decora Plt Black | E
41646-B | Voice Data Video | 3.41 | 15% | 3.92 | 0.075 | Leviton | 6 Port Multimedia Decora Plt Brown | E
41646-A | Voice Data Video | 3.41 | 15% | 3.92 | 0.075 | Leviton | 6 Port Multimedia Decora Plt Almond | E
41644-W | Voice Data Video | 3.41 | 15% | 3.92 | 0.075 | Leviton | 4 Port Multimedia Decora Plt White | E
41644-I | Voice Data Video | 3.41 | 15% | 3.92 | 0.075 | Leviton | 4 Port Multimedia Decora Plt Ivory | E
41644-GY | Voice Data Video | 3.41 | 15% | 3.92 | 0.075 | Leviton | 4 Port Multimedia Decora Plt Grey | E
41644-E | Voice Data Video | 3.41 | 15% | 3.92 | 0.075 | Leviton | 4 Port Multimedia Decora Plt Black | E
41644-B | Voice Data Video | 3.41 | 15% | 3.92 | 0.075 | Leviton | 4 Port Multimedia Decora Plt Brown | E
41644-A | Voice Data Video | 2.99 | 15% | 3.44 | 0.075 | Leviton | 4 Port Multimedia Decora Plt Almond | E
41643-W | Voice Data Video | 3.41 | 15% | 3.92 | 0.075 | Leviton | 3 Port Multimedia Decora Plt White | E
41643-I | Voice Data Video | 3.41 | 15% | 3.92 | 0.075 | Leviton | 3 Port Multimedia Decora Plt Ivory | E
41643-GY | Voice Data Video | 3.41 | 15% | 3.92 | 0.075 | Leviton | 3 Port Multimedia Decora Plt Grey | E
41643-E | Voice Data Video | 3.41 | 15% | 3.92 | 0.075 | Leviton | 3 Port Multimedia Decora Plt Black | E
41643-B | Voice Data Video | 3.41 | 15% | 3.92 | 0.075 | Leviton | 3 Port Multimedia Decora Plt Brown | E
41643-A | Voice Data Video | 2.99 | 15% | 3.44 | 0.075 | Leviton | 3 Port Multimedia Decora Plt Almond | E
41642-W | Voice Data Video | 3.41 | 15% | 3.92 | 0.075 | Leviton | 2 Port Multimedia Decora Plt White | E
41642-I | Voice Data Video | 3.41 | 15% | 3.92 | 0.075 | Leviton | 2 Port Multimedia Decora Plt Ivory | E
41642-GY | Voice Data Video | 3.41 | 15% | 3.92 | 0.075 | Leviton | 2 Port Multimedia Decora Plt Grey | E
41642-E | Voice Data Video | 3.41 | 15% | 3.92 | 0.075 | Leviton | 2 Port Multimedia Decora Plt Black | E
41642-B | Voice Data Video | 3.41 | 15% | 3.92 | 0.075 | Leviton | 2 Port Multimedia Decora Plt Brown | E
41642-A | Voice Data Video | 2.99 | 15% | 3.44 | 0.075 | Leviton | 2 Port Multimedia Decora Plt Almond | E
41620-I | Voice Data Video | 90.35 | 15% | 103.9 | 1 | Leviton | 2/c 2-25pr Mini Patch Pnl-Cat5/5e/6 | E
41610-I | Voice Data Video | 101.64 | 15% | 116.89 | 1 | Leviton | 4/c 2-25pr Mini Patch Pnl-Cat5/5e/6 | E
41600-I | Voice Data Video | 82.15 | 15% | 94.47 | 0.75 | Leviton | 2/c 1-25pr Mini Patch Pnl-Cat5/5e/6 | E
41368-IDI | Voice Data Video | 2.22 | 15% | 2.55 | 0.075 | Leviton | 8/C,8/C USOC Dplx 106 Jack Ivy | E
41367-IDW | Voice Data Video | 2.47 | 15% | 2.84 | 0.075 | Leviton | 8/C,8/C T568B Dplx 106 Jack Wht | E
41367-IDI | Voice Data Video | 2.38 | 15% | 2.74 | 0.075 | Leviton | 8/C,8/C T568B Dplx 106 Jack Ivy | E
41366-IDW | Voice Data Video | 4.31 | 15% | 4.96 | 0.075 | Leviton | 6/C,6/C USOC Dplx 106 Jack Wht | E
41366-IDI | Voice Data Video | 2.29 | 15% | 2.63 | 0.075 | Leviton | 6/C,6/C USOC Dplx 106 Jack Ivy | E
41366-IDG | Voice Data Video | 4.31 | 15% | 4.96 | 0.075 | Leviton | 6/C,6/C USOC Dplx 106 Jack Gry | E
41365-IDI | Voice Data Video | 2.31 | 15% | 2.66 | 0.075 | Leviton | 6/C Voice,6/C Data Dplx 106 Jack Iv | E
41364-IDW | Voice Data Video | 5.2 | 15% | 5.98 | 0.075 | Leviton | 4/C,4/C USOC Dplx 106 Jack Wht | E
41364-IDI | Voice Data Video | 5.2 | 15% | 5.98 | 0.075 | Leviton | 4/C,4/C USOC Dplx 106 Jack Ivy | E
41364-IDG | Voice Data Video | 4.27 | 15% | 4.91 | 0.075 | Leviton | 4/C,4/C USOC Dplx 106 Jack Gry | E
41361-IDI | Voice Data Video | 5.96 | 15% | 6.85 | 0.075 | Leviton | 8/C Voice,8/C Data Dplx 106 Jack Iv | E
41360-IDI | Voice Data Video | 2.34 | 15% | 2.69 | 0.075 | Leviton | 8/C Voice,8/CT568B Dplx 106 Jack Iv | E
41296-MMI | Voice Data Video | 13.12 | 15% | 15.09 | 0.25 | Leviton | 6 Port MOS Surface Box | E
41295-5BI | Voice Data Video | 1.44 | 15% | 1.66 | 0.125 | Leviton | 1/2 Blank MOS Plate Insert-1G | E
41294-PCW | Voice Data Video | 22.62 | 15% | 26.01 | 0.125 | Leviton | 1.5 SC Bronze MOS Plate Insert-1G | E
41294-2TI | Voice Data Video | 11.18 | 15% | 12.86 | 0.125 | Leviton | 1.5 ST Bronze MOS Plate Insert-1G | E
41294-2QI | Voice Data Video | 1.85 | 15% | 2.13 | 0.125 | Leviton | 2 Port MOS Plate Adapter Insert-1G | E
41294-2CI | Voice Data Video | 13.78 | 15% | 15.85 | 0.125 | Leviton | 1.5 SC Ceramic MOS Plate Insert-1G | E
41294-2BI | Voice Data Video | 1.44 | 15% | 1.66 | 0.125 | Leviton | 1.5 Blank MOS Plate Insert-1G | E
41293-PCI | Voice Data Video | 8.01 | 15% | 9.21 | 0.1875 | Leviton | 3.0 SC Bronze MOS Plate Insert-1G | E
41292-PCI | Voice Data Video | 22.78 | 15% | 26.2 | 0.15 | Leviton | 2.0 SC Bronze MOS Plate Insert-1G | E
41292-2TI | Voice Data Video | 11.07 | 15% | 12.73 | 0.15 | Leviton | 2.0 ST Bronze MOS Plate Insert-1G | E
41292-2CI | Voice Data Video | 15.09 | 15% | 17.35 | 0.15 | Leviton | 2.0 SC Ceramic MOS Plate Insert-1G | E
41292-2BI | Voice Data Video | 1.44 | 15% | 1.66 | 0.125 | Leviton | 2 Unit Blank MOS Plate Insert-1G | E
41291-PCI | Voice Data Video | 8.99 | 15% | 10.34 | 0.125 | Leviton | SC Bronze MOS Box Insert | E
41291-2TI | Voice Data Video | 8.51 | 15% | 9.79 | 0.125 | Leviton | ST Bronze MOS Box Insert | E
41291-2QI | Voice Data Video | 1.85 | 15% | 2.13 | 0.125 | Leviton | 2 Port MOS Box Adapter Insert | E
41291-2CI | Voice Data Video | 11.76 | 15% | 13.52 | 0.125 | Leviton | SC Ceramic MOS Box Insert | E
41291-1VI | Voice Data Video | 19.45 | 15% | 22.37 | 0.125 | Leviton | S-Video MOS Box Insert Module | E
41291-1RI | Voice Data Video | 13.5 | 15% | 15.53 | 0.125 | Leviton | RCA MOS Box Insert | E
41291-1MI | Voice Data Video | 1.98 | 15% | 2.28 | 0.125 | Leviton | MT-RJ MOS Box Insert Module | E
41291-1BI | Voice Data Video | 1.3 | 15% | 1.5 | 0.125 | Leviton | Blank MOS Box Insert | E
41290-SMI | Voice Data Video | 1.98 | 15% | 2.28 | 0.075 | Leviton | 1G MOS Surface Box Wallplate | E
41290-DRI | Voice Data Video | 5.65 | 15% | 6.5 | 0.1 | Leviton | MOS Surface Box Spacer Ring | E
41290-DMI | Voice Data Video | 5.08 | 15% | 5.84 | 0.1 | Leviton | 2G MOS Surface Box Wallplate | E
41108-RO5 | Voice Data Video | 3.32 | 15% | 3.82 | 0.125 | Leviton | Channel Snap-In Connector-Cat 5 | E
41108-RO3 | Voice Data Video | 2.03 | 15% | 2.33 | 0.125 | Leviton | Snap-In Connector-Cat 5 | E
41108-KO5 | Voice Data Video | 3.01 | 15% | 3.46 | 0.125 | Leviton | Componet Snap-In Connector-Cat 5 | E
41106-RO6 | Voice Data Video | 1.92 | 15% | 2.21 | 0.125 | Leviton | 6/C Snap-In Connector-Voice Grade | E
410L2-50 | Voice Data Video | 1.44 | 15% | 1.66 | 0.125 | Leviton | 50pr Wall Mount Legs-Cat5/5e | E
41089-6IP | Voice Data Video | 4.87 | 15% | 5.6 | 0.75 | Leviton | 6 Quikport Surf Housing-Cat5/5e/6 | E
41089-4IP | Voice Data Video | 3.05 | 15% | 3.51 | 0.5 | Leviton | 4 Quikport Surf Housing-Cat5/5e/6 | E
41089-2IP | Voice Data Video | 1.57 | 15% | 1.81 | 0.5 | Leviton | 2 Quikport Surf Housing-Cat5/5e/6 | E
41089-12I | Voice Data Video | 8.52 | 15% | 9.8 | 1 | Leviton | 12 Quikport Surf Housing-Cat5/5e/6 | E
41088-IDB | Voice Data Video | 3.07 | 15% | 3.53 | 0.75 | Leviton | 8/C,8/C Data 104 Surface Jack | E
41087-QWP | Voice Data Video | 2.02 | 15% | 2.32 | 0.075 | Leviton | 106 Quickport Quad Insert White | E
41087-QIP | Voice Data Video | 2.02 | 15% | 2.32 | 0.075 | Leviton | 106 Quickport Quad Insert Ivory | E
41087-QGP | Voice Data Video | 2.02 | 15% | 2.32 | 0.075 | Leviton | 106 Quickport Quad Insert Grey | E
41087-QEP | Voice Data Video | 2.02 | 15% | 2.32 | 0.075 | Leviton | 106 Quickport Quad Insert Black | E
41087-2WP | Voice Data Video | 1.43 | 15% | 1.64 | 0.075 | Leviton | 106 Quickport Duplex Insert White | E
41087-2IP | Voice Data Video | 1.43 | 15% | 1.64 | 0.075 | Leviton | 106 Quickport Duplex Insert Ivory | E
41087-2GP | Voice Data Video | 1.43 | 15% | 1.64 | 0.075 | Leviton | 106 Quickport Duplex Insert Grey | E
41087-2EP | Voice Data Video | 1.43 | 15% | 1.64 | 0.075 | Leviton | 106 Quickport Duplex Insert Black | E
41086-IDB | Voice Data Video | 5.16 | 15% | 5.93 | 0.75 | Leviton | 6/C Voice,8/C Data 104 Surface Jack | E
41084-FWF | Voice Data Video | 1.5 | 15% | 1.73 | 0.125 | Leviton | F-Type A/V Connector-White | E
41084-FIF | Voice Data Video | 1.52 | 15% | 1.75 | 0.125 | Leviton | F Type A/V Connector-Ivory | E
41084-FGF | Voice Data Video | 1.55 | 15% | 1.78 | 0.125 | Leviton | F Type A/V Connector-Grey | E
41084-FEF | Voice Data Video | 1.67 | 15% | 1.92 | 0.125 | Leviton | F Type A/V Connector-Black | E
41084-FAF | Voice Data Video | 5.15 | 15% | 5.92 | 0.125 | Leviton | F Type A/V Connector-Almond | E
41084-BWF | Voice Data Video | 3.76 | 15% | 4.32 | 0.125 | Leviton | BNC Nickel A/V Connector-White | E
41084-BWB | Voice Data Video | 0.15 | 15% | 0.17 | 0.125 | Leviton | Blank A/V Connector-White | E
41084-BW | Voice Data Video | 2.35 | 15% | 2.7 | 0.125 | Leviton | F-Type Gold A/V Connector-White | E
41084-BIF | Voice Data Video | 3.88 | 15% | 4.46 | 0.125 | Leviton | BNC Nickel A/V Connector-Ivory | E
41084-BIB | Voice Data Video | 0.14 | 15% | 0.16 | 0.125 | Leviton | Blank A/V Connector-Ivory | E
41084-BGF | Voice Data Video | 3.87 | 15% | 4.45 | 0.125 | Leviton | BNC Nickel A/V Connector-Grey | E
41084-BGB | Voice Data Video | 0.13 | 15% | 0.15 | 0.125 | Leviton | Blank A/V Connector-Grey | E
41084-BEF | Voice Data Video | 4 | 15% | 4.6 | 0.125 | Leviton | BNC Nickel A/V Connector-Black | E
41084-BEB | Voice Data Video | 0.13 | 15% | 0.15 | 0.125 | Leviton | Blank A/V Connector-Black | E
41084-BAF | Voice Data Video | 3.75 | 15% | 4.31 | 0.125 | Leviton | BNC Nickel A/V Connector-Almond | E
41084-BAB | Voice Data Video | 0.15 | 15% | 0.17 | 0.125 | Leviton | Blank A/V Connector-Almond | E
41080-6WP | Voice Data Video | 1.39 | 15% | 1.6 | 0.075 | Leviton | 6 Port Box Plate-1G White | E
41080-6IP | Voice Data Video | 1.39 | 15% | 1.6 | 0.075 | Leviton | 6 Port Box Plate-1G Ivory | E
41080-6GP | Voice Data Video | 1.39 | 15% | 1.6 | 0.075 | Leviton | 6 Port Box Plate-1G Grey | E
41080-6EP | Voice Data Video | 1.39 | 15% | 1.6 | 0.075 | Leviton | 6 Port Box Plate-1G Black | E
41080-6AP | Voice Data Video | 1.22 | 15% | 1.4 | 0.075 | Leviton | 6 Port Box Plate-1G Almond | E
41080-4WP | Voice Data Video | 1.39 | 15% | 1.6 | 0.075 | Leviton | 4 Port Box Plate-1G White | E
41080-4IP | Voice Data Video | 1.39 | 15% | 1.6 | 0.075 | Leviton | 4 Port Box Plate-1G Ivory | E
41080-4GP | Voice Data Video | 1.39 | 15% | 1.6 | 0.075 | Leviton | 4 Port Box Plate-1G Grey | E
41080-4EP | Voice Data Video | 1.39 | 15% | 1.6 | 0.075 | Leviton | 4 Port Box Plate-1G Black | E
41080-4AP | Voice Data Video | 1.22 | 15% | 1.4 | 0.075 | Leviton | 4 Port Box Plate-1G Almond | E
41080-3WP | Voice Data Video | 1.39 | 15% | 1.6 | 0.075 | Leviton | 3 Port Box Plate-1G White | E
41080-3IP | Voice Data Video | 1.39 | 15% | 1.6 | 0.075 | Leviton | 3 Port Box Plate-1G Ivory | E
41080-3GP | Voice Data Video | 1.39 | 15% | 1.6 | 0.075 | Leviton | 3 Port Box Plate-1G Grey | E
41080-3EP | Voice Data Video | 1.39 | 15% | 1.6 | 0.075 | Leviton | 3 Port Box Plate-1G Black | E
41080-3AP | Voice Data Video | 1.22 | 15% | 1.4 | 0.075 | Leviton | 3 Port Box Plate-1G Almond | E
41080-2WP | Voice Data Video | 1.39 | 15% | 1.6 | 0.075 | Leviton | 2 Port Box Plate-1G White | E
41080-2IP | Voice Data Video | 1.39 | 15% | 1.6 | 0.075 | Leviton | 2 Port Box Plate-1G Ivory | E
41080-2GP | Voice Data Video | 1.39 | 15% | 1.6 | 0.075 | Leviton | 2 Port Box Plate-1G Grey | E
41080-2EP | Voice Data Video | 1.39 | 15% | 1.6 | 0.075 | Leviton | 2 Port Box Plate-1G Black | E
41080-2AP | Voice Data Video | 1.22 | 15% | 1.4 | 0.075 | Leviton | 2 Port Box Plate-1G Almond | E
41080-1WP | Voice Data Video | 1.39 | 15% | 1.6 | 0.075 | Leviton | 1 Port Box Plate-1G White | E
41080-1IP | Voice Data Video | 1.39 | 15% | 1.6 | 0.075 | Leviton | 1 Port Box Plate-1G Ivory | E
41080-1GP | Voice Data Video | 1.39 | 15% | 1.6 | 0.075 | Leviton | 1 Port Box Plate-1G Grey | E
41080-1EP | Voice Data Video | 1.39 | 15% | 1.6 | 0.075 | Leviton | 1 Port Box Plate-1G Black | E
41080-1AP | Voice Data Video | 1.22 | 15% | 1.4 | 0.075 | Leviton | 1 Port Box Plate-1G Almond | E
41058-IDD | Voice Data Video | 3.88 | 15% | 4.46 | 0.075 | Leviton | 8/C USOC 105 Wall Jack Ivory | E
41058-IDA | Voice Data Video | 3.04 | 15% | 3.5 | 0.075 | Leviton | 8/C T568B 105 Wall Jack Ivory | E
41056-IDD | Voice Data Video | 3.14 | 15% | 3.61 | 0.075 | Leviton | 6/C 105 Wall Jack Ivory | E
41054-IDD | Voice Data Video | 3.2 | 15% | 3.68 | 0.075 | Leviton | 4/C 105 Wall Jack Ivory | E
41048-IDB | Voice Data Video | 7.28 | 15% | 8.37 | 0.75 | Leviton | 8/C,8/C T568B 104 Surface Jack | E
41048-IDA | Voice Data Video | 7.28 | 15% | 8.37 | 0.75 | Leviton | 8/C,8/C USOC 104 Surface Jack | E
41046-IDA | Voice Data Video | 5.73 | 15% | 6.59 | 0.75 | Leviton | 6/C,6/C USOC 104 Surface Jack | E
41044-IDA | Voice Data Video | 6.52 | 15% | 7.5 | 0.75 | Leviton | 4/C,4/C USOC 104 Surface Jack | E
41038-WDB | Voice Data Video | 3.55 | 15% | 4.08 | 0.5 | Leviton | 8/C T568B Surface Jack-110 White | E
41038-IDB | Voice Data Video | 3.55 | 15% | 4.08 | 0.5 | Leviton | 8/C T568B Surface Jack-110 Ivory | E
41038-IDA | Voice Data Video | 3.55 | 15% | 4.08 | 0.5 | Leviton | 8/C USOC Surface Jack-110 Ivory | E
41036-IDA | Voice Data Video | 3.76 | 15% | 4.32 | 0.5 | Leviton | 6/C 103 Surface Jack-110 Ivory | E
41034-IDA | Voice Data Video | 3.76 | 15% | 4.32 | 0.5 | Leviton | 4/C 103 Surface Jack-110 Ivory | E
4102L2-100 | Voice Data Video | 1.74 | 15% | 2 | 0.125 | Leviton | 100pr Wall Mount Legs-Cat5/5e | E
40837-BWR | Voice Data Video | 2.17 | 15% | 2.5 | 0.125 | Leviton | Banana Red A/V Connector-White | E
40837-BWE | Voice Data Video | 2.4 | 15% | 2.76 | 0.125 | Leviton | Banana Black A/V Connector-White | E
40837-BIR | Voice Data Video | 2.45 | 15% | 2.82 | 0.125 | Leviton | Banana Red A/V Connector-Ivory | E
40837-BIE | Voice Data Video | 2.27 | 15% | 2.61 | 0.125 | Leviton | Banana Black A/V Connector-Ivory | E
40837-BAR | Voice Data Video | 2.14 | 15% | 2.46 | 0.125 | Leviton | Banana Red A/V Connector-Almond | E
40837-BAE | Voice Data Video | 2.28 | 15% | 2.62 | 0.125 | Leviton | Banana Black A/V Connector-Almond | E
40833-BWR | Voice Data Video | 2.65 | 15% | 3.05 | 0.125 | Leviton | Binding Red A/V Connector-White | E
40833-BWE | Voice Data Video | 2.73 | 15% | 3.14 | 0.125 | Leviton | Binding Black A/V Connector-White | E
40833-BIR | Voice Data Video | 2.83 | 15% | 3.25 | 0.125 | Leviton | Binding Red A/V Connector-Ivory | E
40833-BIE | Voice Data Video | 2.49 | 15% | 2.86 | 0.125 | Leviton | Binding Black A/V Connector-Ivory | E
40833-BAR | Voice Data Video | 2.59 | 15% | 2.98 | 0.125 | Leviton | Binding Red A/V Connector-Almond | E
40833-BAE | Voice Data Video | 2.52 | 15% | 2.9 | 0.125 | Leviton | Binding Black A/V Connector-Almond | E
40831-BI | Voice Data Video | 2.3 | 15% | 2.65 | 0.125 | Leviton | F Type Gold A/V Connector-Ivory | E
40831-BA | Voice Data Video | 2.31 | 15% | 2.66 | 0.125 | Leviton | F Type Gold A/V Connector-Almond | E
40830-BWY | Voice Data Video | 2.32 | 15% | 2.67 | 0.125 | Leviton | RCA Yellow A/V Connector-White | E
40830-BWR | Voice Data Video | 2.44 | 15% | 2.81 | 0.125 | Leviton | RCA Red A/V Connector-White | E
40830-BWE | Voice Data Video | 2.34 | 15% | 2.69 | 0.125 | Leviton | RCA Black A/V Connector-White | E
40830-BIY | Voice Data Video | 2.25 | 15% | 2.59 | 0.125 | Leviton | RCA Yellow A/V Connector-Ivory | E
40830-BIR | Voice Data Video | 2.45 | 15% | 2.82 | 0.125 | Leviton | RCA Red A/V Connector-Ivory | E
40830-BIE | Voice Data Video | 2.37 | 15% | 2.73 | 0.125 | Leviton | RCA Black A/V Connector-Ivory | E
40830-BAY | Voice Data Video | 2.54 | 15% | 2.92 | 0.125 | Leviton | RCA Yellow A/V Connector-Almond | E
40830-BAR | Voice Data Video | 2.54 | 15% | 2.92 | 0.125 | Leviton | RCA Red A/V Connector-Almond | E
40830-BAE | Voice Data Video | 2.54 | 15% | 2.92 | 0.125 | Leviton | RCA Black A/V Connector-Almond | E
40734-SVI | Voice Data Video | 5.99 | 15% | 6.89 | 0.125 | Leviton | Snap-In Connector-S-Video | E
40580-W | Voice Data Video | 1.36 | 15% | 1.56 | 0.125 | Leviton | 8/C 625B4 Midway Jack Plate Wht | E
40580-I | Voice Data Video | 2.83 | 15% | 3.25 | 0.125 | Leviton | 8/C 625B4 Midway Jack Plate Ivy | E
40549-W | Voice Data Video | 1.89 | 15% | 2.17 | 0.125 | Leviton | 4/C 625B4 Midway Jack Plate Wht | E
40549-I | Voice Data Video | 1.89 | 15% | 2.17 | 0.125 | Leviton | 4/C 625B4 Midway Jack Plate Ivy | E
40549 | Voice Data Video | 1.89 | 15% | 2.17 | 0.125 | Leviton | 4/C 625B4 Midway Jack Plate Brn | E
40538-W | Voice Data Video | 2.11 | 15% | 2.43 | 0.125 | Leviton | 6/C 625B4 Midway Jack Plate Wht | E
40538-I | Voice Data Video | 2.11 | 15% | 2.43 | 0.125 | Leviton | 6/C 625B4 Midway Jack Plate Ivy | E
40280-W | Voice Data Video | 2.61 | 15% | 3 | 0.125 | Leviton | 8/C 625B4 Std Jack Plate Wht | E
40280-I | Voice Data Video | 2.61 | 15% | 3 | 0.125 | Leviton | 8/C 625B4 Std Jack Plate Ivy | E
40263-W | Voice Data Video | 1.78 | 15% | 2.05 | 0.5 | Leviton | 6/C 630A Wall Jack Plate White | E
40263-I | Voice Data Video | 1.84 | 15% | 2.12 | 0.5 | Leviton | 6/C 630A Wall Jack Plate Ivory | E
40259-W | Voice Data Video | 2.77 | 15% | 3.19 | 0.075 | Leviton | 4/C&F-Conn 625D Combo Plate White | E
40259-I | Voice Data Video | 2.77 | 15% | 3.19 | 0.075 | Leviton | 4/C&F-Conn 625D Combo Plate Ivory | E
40259-G | Voice Data Video | 2.29 | 15% | 2.63 | 0.075 | Leviton | 4/C&F-Conn 625D Combo Plate Grey | E
40259-A | Voice Data Video | 2.43 | 15% | 2.79 | 0.075 | Leviton | 4/C&F-Conn 625D Combo Plate Almond | E
40258-W | Voice Data Video | 0.9 | 15% | 1.04 | 0.075 | Leviton | 6/C&F-Conn 625D Combo Plate White | E
40258-I | Voice Data Video | 0.92 | 15% | 1.06 | 0.075 | Leviton | 6/C&F-Conn 625D Combo Plate Ivory | E
40253-W | Voice Data Video | 2.93 | 15% | 3.37 | 0.5 | Leviton | 4/C 630A Wall Jack Plate White | E
40253-I | Voice Data Video | 2.93 | 15% | 3.37 | 0.5 | Leviton | 4/C 630A Wall Jack Plate Ivory | E
40253-G | Voice Data Video | 2.93 | 15% | 3.37 | 0.5 | Leviton | 4/C 630A Wall Jack Plate Grey | E
40253-A | Voice Data Video | 2.68 | 15% | 3.08 | 0.5 | Leviton | 4/C 630A Wall Jack Plate Almond | E
40249-W | Voice Data Video | 1.62 | 15% | 1.86 | 0.125 | Leviton | 4/C 625B4 Std Jack Plate Wht | E
40249-I | Voice Data Video | 1.62 | 15% | 1.86 | 0.125 | Leviton | 4/C 625B4 Std Jack Plate Ivy | E
40249-A | Voice Data Video | 1.5 | 15% | 1.73 | 0.125 | Leviton | 4/C 625B4 Std Jack Plate Alm | E
40249 | Voice Data Video | 1.62 | 15% | 1.86 | 0.125 | Leviton | 4/C 625B4 Std Jack Plate Brn | E
40238-W | Voice Data Video | 1.88 | 15% | 2.16 | 0.125 | Leviton | 6/C 625B4 Std Jack Plate Wht | E
40238-I | Voice Data Video | 1.88 | 15% | 2.16 | 0.125 | Leviton | 6/C 625B4 Std Jack Plate Ivy | E
40089-D | Voice Data Video | 3.15 | 15% | 3.62 | 0.5 | Leviton | Quikport Patch Block Mounting Brkt | E
40089-B | Voice Data Video | 4.65 | 15% | 5.35 | 0.25 | Leviton | M Standoff Bracket-Cat 5/5e/6 | E
40072-T8 | Voice Data Video | 11.34 | 15% | 13.04 | 0.0625 | Leviton | 8 Position Modular Adptr-Cat 5/5e/6 | E
40072-T6 | Voice Data Video | 10.65 | 15% | 12.25 | 0.0625 | Leviton | 6 Position Modular Adptr-Cat 5/5e/6 | E
40072-T4 | Voice Data Video | 10.62 | 15% | 12.21 | 0.0625 | Leviton | 4 Position Modular Adptr-Cat 5/5e/6 | E
40072-T2 | Voice Data Video | 10.75 | 15% | 12.36 | 0.0625 | Leviton | 2 Position Modular Adptr-Cat 5/5e/6 | E
40067-BC | Voice Data Video | 7.8 | 15% | 8.97 | 0.0625 | Leviton | Bridging Clips-Cat 5/5e/6 | E
40066-MW2 | Voice Data Video | 71.98 | 15% | 82.78 | 0.75 | Leviton | Male/Fem M 66 Clip Block-Cat 5/5e/6 | E
40066-MW | Voice Data Video | 39.78 | 15% | 45.75 | 0.5 | Leviton | Female M 66 Clip Block-Cat 5/5e/6 | E
40066-MR | Voice Data Video | 26.23 | 15% | 30.16 | 0.75 | Leviton | Connectorized Clip Block-Cat 5/5e/6 | E
40066-M50 | Voice Data Video | 9.76 | 15% | 11.22 | 0.75 | Leviton | M 50pr 66 Clip Block-Cat 5/5e/6 | E
40066-M25 | Voice Data Video | 15.92 | 15% | 18.31 | 0.5 | Leviton | M 25pr 66 Clip Block-Cat 5/5e/6 | E
40054-DSS | Voice Data Video | 0.9 | 15% | 1.04 | 0.1875 | Leviton | Wire Spool w/Screw-Cat 5/5e/6 | E
40054-DS | Voice Data Video | 1.49 | 15% | 1.71 | 0.125 | Leviton | Wire Spool-Cat 5/5e/6 | E
40050-MHO | Voice Data Video | 3.13 | 15% | 3.6 | 0.125 | Leviton | Orange Demarck Cover-Cat 5/5e/6 | E
40050-MHG | Voice Data Video | 2.25 | 15% | 2.59 | 0.125 | Leviton | Grey Demarck Cover-Cat 5/5e/6 | E
40050-MCV | Voice Data Video | 2.41 | 15% | 2.77 | 0.125 | Leviton | 66 Clip Snap-On Cover-Cat 5/5e/6 | E
98010042735 | Wire and Equipment Connections | 0 | 15% | 0 | 0.375 | Copper Wire | 36 Cct Terminal Block Installation | E
98010042730 | Wire and Equipment Connections | 0 | 15% | 0 | 0.3125 | Copper Wire | 24 Cct Terminal Block Installation | E
98010042725 | Wire and Equipment Connections | 0 | 15% | 0 | 0.25 | Copper Wire | 18 Cct Terminal Block Installation | E
98010042720 | Wire and Equipment Connections | 0 | 15% | 0 | 0.25 | Copper Wire | 12 Cct Terminal Block Installation | E
98010042715 | Wire and Equipment Connections | 0 | 15% | 0 | 0.25 | Copper Wire | 10 Cct Terminal Block Installation | E
98010042710 | Wire and Equipment Connections | 0 | 15% | 0 | 0.1875 | Copper Wire | 8 Cct Terminal Block Installation | E
98010042705 | Wire and Equipment Connections | 0 | 15% | 0 | 0.1875 | Copper Wire | 6 Cct Terminal Block Installation | E
98010042701 | Wire and Equipment Connections | 0 | 15% | 0 | 0.1875 | Copper Wire | 3 Cct Terminal Block Installation | E
98010042680 | Wire and Equipment Connections | 0 | 15% | 0 | 0.4375 | Copper Wire | #10 Shielded Cable Termination | E
98010042675 | Wire and Equipment Connections | 0 | 15% | 0 | 0.375 | Copper Wire | #12 Shielded Cable Termination | E
98010042670 | Wire and Equipment Connections | 0 | 15% | 0 | 0.375 | Copper Wire | #14 Shielded Cable Termination | E
98010042665 | Wire and Equipment Connections | 0 | 15% | 0 | 0.3125 | Copper Wire | #16 Shielded Cable Termination | E
98010042660 | Wire and Equipment Connections | 0 | 15% | 0 | 0.25 | Copper Wire | #18 Shielded Cable Termination | E
98010042655 | Wire and Equipment Connections | 0 | 15% | 0 | 0.1875 | Copper Wire | #20 Shielded Cable Termination | E
98010042650 | Wire and Equipment Connections | 0 | 15% | 0 | 0.1875 | Copper Wire | #22 Shielded Cable Termination | E
98010042630 | Wire and Equipment Connections | 0 | 15% | 0 | 0.1875 | Copper Wire | #10 Unshielded Cable Termination | E
98010042625 | Wire and Equipment Connections | 0 | 15% | 0 | 0.15 | Copper Wire | #12 Unshielded Cable Termination | E
98010042620 | Wire and Equipment Connections | 0 | 15% | 0 | 0.15 | Copper Wire | #14 Unshielded Cable Termination | E
98010042615 | Wire and Equipment Connections | 0 | 15% | 0 | 0.125 | Copper Wire | #16 Unshielded Cable Termination | E
98010042610 | Wire and Equipment Connections | 0 | 15% | 0 | 0.125 | Copper Wire | #18 Unshielded Cable Termination | E
98010042605 | Wire and Equipment Connections | 0 | 15% | 0 | 0.1 | Copper Wire | #20 Unshielded Cable Termination | E
98010042601 | Wire and Equipment Connections | 0 | 15% | 0 | 0.1 | Copper Wire | #22 Unshielded Cable Termination | E
98010042542 | Wire and Equipment Connections | 0 | 15% | 0 | 1.5 | Copper Wire | #1000 Wire Termination | E
98010042541 | Wire and Equipment Connections | 0 | 15% | 0 | 1.25 | Copper Wire | #750 Wire Termination | E
98010042540 | Wire and Equipment Connections | 0 | 15% | 0 | 1.125 | Copper Wire | #700 Wire Termination | E
98010042539 | Wire and Equipment Connections | 0 | 15% | 0 | 1 | Copper Wire | #600 Wire Termination | E
98010042538 | Wire and Equipment Connections | 0 | 15% | 0 | 0.9375 | Copper Wire | #500 Wire Termination | E
98010042537 | Wire and Equipment Connections | 0 | 15% | 0 | 0.875 | Copper Wire | #400 Wire Termination | E
98010042536 | Wire and Equipment Connections | 0 | 15% | 0 | 0.8125 | Copper Wire | #350 Wire Termination | E
98010042535 | Wire and Equipment Connections | 0 | 15% | 0 | 0.75 | Copper Wire | #300 Wire Termination | E
98010042534 | Wire and Equipment Connections | 0 | 15% | 0 | 0.6875 | Copper Wire | #250 Wire Termination | E
98010042533 | Wire and Equipment Connections | 0 | 15% | 0 | 0.625 | Copper Wire | #4/0 Wire Termination | E
98010042532 | Wire and Equipment Connections | 0 | 15% | 0 | 0.5625 | Copper Wire | #3/0 Wire Termination | E
98010042531 | Wire and Equipment Connections | 0 | 15% | 0 | 0.5 | Copper Wire | #2/0 Wire Termination | E
98010042530 | Wire and Equipment Connections | 0 | 15% | 0 | 0.4375 | Copper Wire | #1/0 Wire Termination | E
98010042529 | Wire and Equipment Connections | 0 | 15% | 0 | 0.375 | Copper Wire | #1 Wire Termination | E
98010042528 | Wire and Equipment Connections | 0 | 15% | 0 | 0.3125 | Copper Wire | #2 Wire Termination | E
98010042527 | Wire and Equipment Connections | 0 | 15% | 0 | 0.25 | Copper Wire | #3 Wire Termination | E
98010042526 | Wire and Equipment Connections | 0 | 15% | 0 | 0.225 | Copper Wire | #4 Wire Termination | E
98010042525 | Wire and Equipment Connections | 0 | 15% | 0 | 0.1875 | Copper Wire | #6 Wire Termination | E
98010042524 | Wire and Equipment Connections | 0 | 15% | 0 | 0.15 | Copper Wire | #8 Wire Termination | E
98010042523 | Wire and Equipment Connections | 0 | 15% | 0 | 0.125 | Copper Wire | #10 Wire Termination | E
98010042522 | Wire and Equipment Connections | 0 | 15% | 0 | 0.0875 | Copper Wire | #12 Wire Termination | E
98010042521 | Wire and Equipment Connections | 0 | 15% | 0 | 0.075 | Copper Wire | #14 Wire Termination | E
98010042520 | Wire and Equipment Connections | 0 | 15% | 0 | 0.0625 | Copper Wire | #16 Wire Termination | E
98010042519 | Wire and Equipment Connections | 0 | 15% | 0 | 0.0625 | Copper Wire | #18 Wire Termination | E
98010042518 | Wire and Equipment Connections | 0 | 15% | 0 | 3.25 | Copper Wire | (5) #1/0-#4/0 Equipment Conn | E
98010042517 | Wire and Equipment Connections | 0 | 15% | 0 | 1.5 | Copper Wire | (5) #4-#1 Equipment Conn | E
98010042516 | Wire and Equipment Connections | 0 | 15% | 0 | 0.8125 | Copper Wire | (5) #14-#6 Equipment Conn | E
98010042515 | Wire and Equipment Connections | 0 | 15% | 0 | 4.5 | Copper Wire | (4) #500-#1000 Equipment Conn | E
98010042514 | Wire and Equipment Connections | 0 | 15% | 0 | 3.25 | Copper Wire | (4) #250-#500 Equipment Conn | E
98010042513 | Wire and Equipment Connections | 0 | 15% | 0 | 2.5 | Copper Wire | (4) #1/0-#4/0 Equipment Conn | E
98010042512 | Wire and Equipment Connections | 0 | 15% | 0 | 1.25 | Copper Wire | (4) #4-#1 Equipment Conn | E
98010042511 | Wire and Equipment Connections | 0 | 15% | 0 | 0.5625 | Copper Wire | (4) #14-#6 Equipment Conn | E
98010042510 | Wire and Equipment Connections | 0 | 15% | 0 | 3.5 | Copper Wire | (3) #600-#1000 Equipment Conn | E
98010042509 | Wire and Equipment Connections | 0 | 15% | 0 | 2.5 | Copper Wire | (3) #250-#500 Equipment Conn | E
98010042508 | Wire and Equipment Connections | 0 | 15% | 0 | 1.75 | Copper Wire | (3) #1/0-#4/0 Equipment Conn | E
98010042507 | Wire and Equipment Connections | 0 | 15% | 0 | 1 | Copper Wire | (3) #4-#1 Equipment Conn | E
98010042506 | Wire and Equipment Connections | 0 | 15% | 0 | 0.5 | Copper Wire | (3) #14-#6 Equipment Conn | E
98010042505 | Wire and Equipment Connections | 0 | 15% | 0 | 2.25 | Copper Wire | (2) #600-#1000 Equipment Conn | E
98010042504 | Wire and Equipment Connections | 0 | 15% | 0 | 1.75 | Copper Wire | (2) #250-#500 Equipment Conn | E
98010042503 | Wire and Equipment Connections | 0 | 15% | 0 | 1.25 | Copper Wire | (2) #1/0-#4/0 Equipment Conn | E
98010042502 | Wire and Equipment Connections | 0 | 15% | 0 | 0.75 | Copper Wire | (2) #4-#1 Equipment Conn | E
98010042501 | Wire and Equipment Connections | 0 | 15% | 0 | 0.3125 | Copper Wire | (2) #14-#6 Equipment Conn | E
WT-605 | Wiring Devices and Plates | 85.65 | 15% | 98.5 | 1 | Watt Stopper | 600 SqFt 40mA WT Clng Sensor | E
WT-600 | Wiring Devices and Plates | 94.52 | 15% | 108.7 | 1 | Watt Stopper | 600 SqFt 40mA WT Clng Sensor | E
WT-2255 | Wiring Devices and Plates | 129.72 | 15% | 149.18 | 1 | Watt Stopper | 90 SqFt 30mA WT Clng Sensor | E
WT-2250 | Wiring Devices and Plates | 81.18 | 15% | 93.36 | 1 | Watt Stopper | 90 SqFt 40mA WT Clng Sensor | E
WT-2205 | Wiring Devices and Plates | 137.75 | 15% | 158.41 | 1 | Watt Stopper | 2200 SqFt 30mA WT Clng Sensor | E
WT-2200 | Wiring Devices and Plates | 137.75 | 15% | 158.41 | 1 | Watt Stopper | 2200 SqFt 40mA WT Clng Sensor | E
WT-1105 | Wiring Devices and Plates | 119.01 | 15% | 136.86 | 1 | Watt Stopper | 1100 SqFt 30mA WT Clng Sensor | E
WT-1100 | Wiring Devices and Plates | 111.94 | 15% | 128.73 | 1 | Watt Stopper | 1100 SqFt 40mA WT Clng Sensor | E
WS3000-W | Wiring Devices and Plates | 53.44 | 15% | 61.46 | 0.3125 | Pass & Seymour | 2800W Fluor Occupancy Sensor 277V | E
WS3000-I | Wiring Devices and Plates | 53.44 | 15% | 61.46 | 0.3125 | Pass & Seymour | 1200W Fluor Occupancy Sensor 120V | E
WS3000-GRY | Wiring Devices and Plates | 57.77 | 15% | 66.44 | 0.3125 | Pass & Seymour | 1000W Incand Occupancy Sensor | E
WS-250-W-U | Wiring Devices and Plates | 27.84 | 15% | 32.02 | 0.5 | Watt Stopper | White PIR Wall OcpSensor | E
WS-250-W-FTA | Wiring Devices and Plates | 26.98 | 15% | 31.03 | 0.5 | Watt Stopper | White PIR Wall OcpSensor | E
WS-250-W | Wiring Devices and Plates | 43.84 | 15% | 50.42 | 0.5 | Watt Stopper | White PIR Wall OcpSensor | E
WS-250-LA | Wiring Devices and Plates | 43.85 | 15% | 50.43 | 0.5 | Watt Stopper | Almond PIR Wall OcpSensor | E
WS-250-I-U | Wiring Devices and Plates | 22.75 | 15% | 26.16 | 0.5 | Watt Stopper | Ivory PIR Wall OcpSensor | E
WS-250-I-FTA | Wiring Devices and Plates | 22.75 | 15% | 26.16 | 0.5 | Watt Stopper | Ivory PIR Wall OcpSensor | E
WS-250-I | Wiring Devices and Plates | 43.85 | 15% | 50.43 | 0.5 | Watt Stopper | Ivory PIR Wall OcpSensor | E
WS-250-G | Wiring Devices and Plates | 43.85 | 15% | 50.43 | 0.5 | Watt Stopper | Gray PIR Wall OcpSensor | E
WS-250-B | Wiring Devices and Plates | 43.85 | 15% | 50.43 | 0.5 | Watt Stopper | Black PIR Wall OcpSensor | E
WPIR | Wiring Devices and Plates | 60.85 | 15% | 69.98 | 1 | Watt Stopper | 300 SqFt 14mA WPIR Clng Sensor | E
WPH8-L | Wiring Devices and Plates | 43.17 | 15% | 49.65 | 0.125 | Pass & Seymour | WP Horz St Stl Dup Rec Cover w/Lock | E
WPH8 | Wiring Devices and Plates | 17.52 | 15% | 20.15 | 0.125 | Pass & Seymour | 1G Dup Recp WP Horz St Stl Cover | E
WPH7-L | Wiring Devices and Plates | 16.4 | 15% | 18.86 | 0.125 | Pass & Seymour | WP Horz St Stl Sgl Rec Cover w/Lock | E
WPH26 | Wiring Devices and Plates | 20.65 | 15% | 23.75 | 0.125 | Pass & Seymour | 1G GFI Recp WP Horz St Stl Cover | E
WPH1-L | Wiring Devices and Plates | 43.17 | 15% | 49.65 | 0.125 | Pass & Seymour | WP Horz St Stl Switch Cover w/Lock | E
WPFS26 | Wiring Devices and Plates | 2.8 | 15% | 3.22 | 0.125 | Hubbell | WP GFI Plate for FS Box | E
WPD8 | Wiring Devices and Plates | 21.76 | 15% | 25.02 | 0.125 | Pass & Seymour | 1G GFI WP Vert St Stl Cover | E
WP8 | Wiring Devices and Plates | 17.52 | 15% | 20.15 | 0.125 | Pass & Seymour | 1G Dup Recp WP Vert St Stl Cover | E
WP7 | Wiring Devices and Plates | 18.29 | 15% | 21.03 | 0.125 | Pass & Seymour | 1G Sgl Recp WP Vert St Stl Cover | E
WP26-L | Wiring Devices and Plates | 43.17 | 15% | 49.65 | 0.125 | Pass & Seymour | GFI WP Horz St Stl Lock Plate | E
WP26 | Wiring Devices and Plates | 3.84 | 15% | 4.42 | 0.125 | Hubbell | WP GFI Plate | E
WP23 | Wiring Devices and Plates | 8.97 | 15% | 10.32 | 0.125 | Pass & Seymour | 2G Blank WP Horz St Stl Cover | E
WP2 | Wiring Devices and Plates | 34.22 | 15% | 39.35 | 0.175 | Pass & Seymour | 2G Switch WP Horz St Stl Cover | E
WP13 | Wiring Devices and Plates | 4.5 | 15% | 5.18 | 0.125 | Pass & Seymour | 1G Blank WP Vert St Stl Cover | E
WP1 | Wiring Devices and Plates | 17.16 | 15% | 19.73 | 0.125 | Pass & Seymour | 1G Switch WP Vert St Stl Cover | E
WM1V-GY | Wiring Devices and Plates | 5.16 | 15% | 5.93 | 0.125 | Leviton | 1G GFI WP Die Cast Vertical Cover | E
WM1VF-GY | Wiring Devices and Plates | 5.16 | 15% | 5.93 | 0.125 | Leviton | 1G GFI WP Die Cast Vert FS Cover | E
WM1S-GY | Wiring Devices and Plates | 8.56 | 15% | 9.84 | 0.3125 | Leviton | 1G SP Sw WP Die Cast Vert Cover | E
WM1HF-GY | Wiring Devices and Plates | 5.16 | 15% | 5.93 | 0.125 | Leviton | 1G GFI WP Die Cast Horz Cover | E
WM1D-GY | Wiring Devices and Plates | 2.3 | 15% | 2.65 | 0.125 | Leviton | 1G Dup WP Die Cast Vertical Cover | E
WIUC20-WL | Wiring Devices and Plates | 11.5 | 15% | 13.23 | 0.175 | Pass & Seymour | 2G White In-Use Recpt Cover | E
WIUC20-GL | Wiring Devices and Plates | 11.5 | 15% | 13.23 | 0.175 | Pass & Seymour | 2G Gray In-Use Recpt Cover | E
WIUC20-CL | Wiring Devices and Plates | 11.5 | 15% | 13.23 | 0.175 | Pass & Seymour | 2G Clear In-Use Recpt Cover | E
WIUC10-WL | Wiring Devices and Plates | 6.51 | 15% | 7.49 | 0.125 | Pass & Seymour | 1G White In-Use Recpt Cover | E
WIUC10-GL | Wiring Devices and Plates | 6.51 | 15% | 7.49 | 0.125 | Pass & Seymour | 1G Gray In-Use Recpt Cover | E
WIUC10-DWL | Wiring Devices and Plates | 8.14 | 15% | 9.36 | 0.125 | Pass & Seymour | 1G White In-Use Deep Recpt Cover | E
WIUC10-DGL | Wiring Devices and Plates | 8.14 | 15% | 9.36 | 0.125 | Pass & Seymour | 1G Gray In-Use Deep Recpt Cover | E
WIUC10-DCL | Wiring Devices and Plates | 8.14 | 15% | 9.36 | 0.125 | Pass & Seymour | 1G Clear In-Use Deep Recpt Cover | E
WIUC10-CL | Wiring Devices and Plates | 6.51 | 15% | 7.49 | 0.125 | Pass & Seymour | 1G Clear In-Use Recpt Cover | E
WD-280-I | Wiring Devices and Plates | 45.5 | 15% | 52.33 | 1 | Watt Stopper | Ivory Dimmer Wall Sensor 277V | E
WA-200-B | Wiring Devices and Plates | 0 | 15% | 0 | 0.5 | Wesco Bus Duct | Smart On/Off Blk OcpSensor Switch | E
W-500A-U | Wiring Devices and Plates | 52.85 | 15% | 60.78 | 1 | Watt Stopper | 500 SqFt 16mA W Clng Sensor | E
W-500A-FTA | Wiring Devices and Plates | 44.1 | 15% | 50.72 | 1 | Watt Stopper | 500 SqFt 16mA W Clng Sensor | E
W-500A | Wiring Devices and Plates | 84.41 | 15% | 97.07 | 1 | Watt Stopper | 500 SqFt 16mA W Clng Sensor | E
W-2000H-U | Wiring Devices and Plates | 76.3 | 15% | 87.75 | 1 | Watt Stopper | 2000 SqFt 16mA W Clng Sensor | E
W-2000H-FTA | Wiring Devices and Plates | 62.3 | 15% | 71.65 | 1 | Watt Stopper | 2000 SqFt 16mA W Clng Sensor | E
W-2000H | Wiring Devices and Plates | 118.94 | 15% | 136.78 | 1 | Watt Stopper | 2000 SqFt 16mA W Clng Sensor | E
W-1000A-U | Wiring Devices and Plates | 64.4 | 15% | 74.06 | 1 | Watt Stopper | 1000 SqFt 16mA W Clng Sensor | E
W-1000A-FTA | Wiring Devices and Plates | 53.9 | 15% | 61.99 | 1 | Watt Stopper | 1000 SqFt 16mA W Clng Sensor | E
W-1000A | Wiring Devices and Plates | 101.82 | 15% | 117.09 | 1 | Watt Stopper | 1000 SqFt 16mA W Clng Sensor | E
UW-200-W | Wiring Devices and Plates | 103.35 | 15% | 118.85 | 1 | Watt Stopper | White Ultrasonic Wall Sensor | E
UW-200-LA | Wiring Devices and Plates | 103.35 | 15% | 118.85 | 1 | Watt Stopper | Light Almond Ultrasonic Wall Sensor | E
UW-200-I | Wiring Devices and Plates | 103.35 | 15% | 118.85 | 1 | Watt Stopper | Ivory Ultrasonic Wall Sensor | E
UW-200-G | Wiring Devices and Plates | 103.35 | 15% | 118.85 | 1 | Watt Stopper | Gray Ultrasonic Wall Sensor | E
UW-200-B | Wiring Devices and Plates | 103.35 | 15% | 118.85 | 1 | Watt Stopper | Black Ultrasonic Wall Sensor | E
UW-100-W | Wiring Devices and Plates | 83.38 | 15% | 95.89 | 0.75 | Watt Stopper | White Ultrasonic Wall Sensor | E
UW-100-LA | Wiring Devices and Plates | 83.38 | 15% | 95.89 | 0.75 | Watt Stopper | Light Almond Ultrasonic Wall Sensor | E
UW-100-I | Wiring Devices and Plates | 83.38 | 15% | 95.89 | 0.75 | Watt Stopper | Ivory Ultrasonic Wall Sensor | E
UW-100-G | Wiring Devices and Plates | 83.38 | 15% | 95.89 | 0.75 | Watt Stopper | Gray Ultrasonic Wall Sensor | E
UW-100-B | Wiring Devices and Plates | 83.38 | 15% | 95.89 | 1 | Watt Stopper | Black Ultrasonic Wall Sensor | E
UW-100-24-W | Wiring Devices and Plates | 85.01 | 15% | 97.76 | 1 | Watt Stopper | White Ultrasonic Wall Sensor | E
UW-100-24-LA | Wiring Devices and Plates | 85.01 | 15% | 97.76 | 1 | Watt Stopper | Light Almond Ultrasonic Wall Sensor | E
UW-100-24-I | Wiring Devices and Plates | 85.01 | 15% | 97.76 | 1 | Watt Stopper | Ivory Ultrasonic Wall Sensor | E
UW-100-24-G | Wiring Devices and Plates | 85.01 | 15% | 97.76 | 1 | Watt Stopper | Gray Ultrasonic Wall Sensor | E
UW-100-24-B | Wiring Devices and Plates | 85.01 | 15% | 97.76 | 1 | Watt Stopper | Black Ultrasonic Wall Sensor | E
UT-355-3 | Wiring Devices and Plates | 108.04 | 15% | 124.25 | 0.75 | Watt Stopper | 2000 SqFt LineVlt UltrasonicSensor | E
UT-355-2 | Wiring Devices and Plates | 90.17 | 15% | 103.7 | 0.75 | Watt Stopper | 1000 SqFt LineVlt UltrasonicSensor | E
UT-355-1 | Wiring Devices and Plates | 89.65 | 15% | 103.1 | 1 | Watt Stopper | 500 SqFt 120V UT-355 Clng Sensor | E
UT-305-3 | Wiring Devices and Plates | 104.37 | 15% | 120.03 | 1 | Watt Stopper | 2000 SqFt 37mA Ultrasonic Sensor | E
UT-305-2 | Wiring Devices and Plates | 90.17 | 15% | 103.7 | 1 | Watt Stopper | 1000 SqFt 37mA Ultrasonic Sensor | E
UT-305-1 | Wiring Devices and Plates | 91.56 | 15% | 105.29 | 1 | Watt Stopper | 500 SqFt 30mA UT-300 Clng Sensor | E
UT-300-3-U | Wiring Devices and Plates | 67.9 | 15% | 78.09 | 1 | Watt Stopper | 2000 SqFt 45mA UT-300 Clng Sensor | E
UT-300-3 | Wiring Devices and Plates | 134.15 | 15% | 154.27 | 1 | Watt Stopper | 2000 SqFt 45mA UT-300 Clng Sensor | E
UT-300-2-U | Wiring Devices and Plates | 67.9 | 15% | 78.09 | 1 | Watt Stopper | 1000 SqFt 40mA UT-300 Clng Sensor | E
UT-300-2 | Wiring Devices and Plates | 116.09 | 15% | 133.5 | 1 | Watt Stopper | 1000 SqFt 40mA UT-300 Clng Sensor | E
UT-300-1-U | Wiring Devices and Plates | 67.9 | 15% | 78.09 | 1 | Watt Stopper | 500 SqFt 40mA UT-300 Clng Sensor | E
UT-300-1 | Wiring Devices and Plates | 98.89 | 15% | 113.72 | 1 | Watt Stopper | 500 SqFt 40mA UT-300 Clng Sensor | E
USB4P-W | Wiring Devices and Plates | 23.5 | 15% | 27.03 | 0.25 | Leviton | White 4-Port USB Charger | E
USB4P-T | Wiring Devices and Plates | 23.5 | 15% | 27.03 | 0.25 | Leviton | Almond 4-Port USB Charger | E
USB4P-I | Wiring Devices and Plates | 23.5 | 15% | 27.03 | 0.25 | Leviton | Ivory 4-Port USB Charger | E
USB4P-GY | Wiring Devices and Plates | 23.5 | 15% | 27.03 | 0.25 | Leviton | Grey 4-Port USB Charger | E
USB4P-E | Wiring Devices and Plates | 23.5 | 15% | 27.03 | 0.25 | Leviton | Black 4-Port USB Charger | E
TWR20-GY | Wiring Devices and Plates | 7.78 | 15% | 8.95 | 0.25 | Leviton | Gry 20A WP TmprResist Recp | E
TWR15-W | Wiring Devices and Plates | 5.65 | 15% | 6.5 | 0.25 | Leviton | Wht 15A WP TmprResist Recp | E
TWR15-GY | Wiring Devices and Plates | 5.65 | 15% | 6.5 | 0.25 | Leviton | Gry 15A WP TmprResist Recp | E
TS-400-W-U | Wiring Devices and Plates | 25.55 | 15% | 29.38 | 0.375 | Watt Stopper | White Digital Timer Switch 120V | E
TS-400-W | Wiring Devices and Plates | 47.7 | 15% | 54.86 | 0.375 | Watt Stopper | White Digital Timer Switch 120V | E
TS-400-LA | Wiring Devices and Plates | 47.7 | 15% | 54.86 | 0.375 | Watt Stopper | Lt Almond Digital Timer Switch 120V | E
TS-400-I | Wiring Devices and Plates | 47.7 | 15% | 54.86 | 0.375 | Watt Stopper | Ivory Digital Timer Switch 120V | E
TS-400-G | Wiring Devices and Plates | 47.7 | 15% | 54.86 | 0.375 | Watt Stopper | Gray Digital Timer Switch 120V | E
TS-400-B | Wiring Devices and Plates | 47.7 | 15% | 54.86 | 0.375 | Watt Stopper | Black Digital Timer Switch 120V | E
TS-400-24-W | Wiring Devices and Plates | 47.7 | 15% | 54.86 | 0.375 | Watt Stopper | White Digital Timer Switch 24V | E
TS-400-24-LA | Wiring Devices and Plates | 47.7 | 15% | 54.86 | 0.375 | Watt Stopper | Lt Almond Digital Timer Switch 24V | E
TS-400-24-I | Wiring Devices and Plates | 47.7 | 15% | 54.86 | 0.375 | Watt Stopper | Ivory Digital Timer Switch 24V | E
TS-400-24-G | Wiring Devices and Plates | 47.7 | 15% | 54.86 | 0.375 | Watt Stopper | Gray Digital Timer Switch 24V | E
TS-400-24-B | Wiring Devices and Plates | 47.7 | 15% | 54.86 | 0.375 | Watt Stopper | Black Digital Timer Switch 24V | E
TRW20-W | Wiring Devices and Plates | 7.78 | 15% | 8.95 | 0.25 | Leviton | Wht 20A WP TmprResist Recp | E
TR83W | Wiring Devices and Plates | 11.61 | 15% | 13.35 | 0.25 | Arrow Hart | White 20A Hospital Tamper Recpt | E
TR83RED | Wiring Devices and Plates | 11.61 | 15% | 13.35 | 0.25 | Arrow Hart | Red 20A Hospital Tamper Recpt | E
TR83I | Wiring Devices and Plates | 13.66 | 15% | 15.71 | 0.25 | Arrow Hart | Ivory 20A Hospital Tamper Recpt | E
TR83GRY | Wiring Devices and Plates | 13.66 | 15% | 15.71 | 0.25 | Arrow Hart | Gray 20A Hospital Tamper Recpt | E
TR83 | Wiring Devices and Plates | 13.66 | 15% | 15.71 | 0.25 | Arrow Hart | Brown 20A Hospital Tamper Recpt | E
TR82W | Wiring Devices and Plates | 11.03 | 15% | 12.68 | 0.25 | Arrow Hart | White 15A 125V Tamper Restnt Recpt | E
TR82RED | Wiring Devices and Plates | 11.03 | 15% | 12.68 | 0.25 | Arrow Hart | Red 15A 125V Tamper Restnt Recpt | E
TR82I | Wiring Devices and Plates | 12.68 | 15% | 14.58 | 0.25 | Arrow Hart | Ivory 15A 125V Tamper Restnt Recpt | E
TR82GRY | Wiring Devices and Plates | 12.68 | 15% | 14.58 | 0.25 | Arrow Hart | Gray 15A 125V Tamper Restnt Recpt | E
TR82 | Wiring Devices and Plates | 12.68 | 15% | 14.58 | 0.25 | Arrow Hart | Brown 15A 125V Tamper Restnt Recpt | E
TDR20-W | Wiring Devices and Plates | 4.38 | 15% | 5.04 | 0.25 | Leviton | Wht 20A TmprResist Spec Decora Recp | E
TDR20-I | Wiring Devices and Plates | 4.38 | 15% | 5.04 | 0.25 | Leviton | Ivy 20A TmprResist Spec Decora Recp | E
TDR20-GY | Wiring Devices and Plates | 4.38 | 15% | 5.04 | 0.25 | Leviton | Gry 20A TmprResist Spec Decora Recp | E
TDR20-E | Wiring Devices and Plates | 4.38 | 15% | 5.04 | 0.25 | Leviton | Blk 20A TmprResist Spec Decora Recp | E
TDR20 | Wiring Devices and Plates | 4.38 | 15% | 5.04 | 0.25 | Leviton | Brn 20A TmprResist Spec Decora Recp | E
TDR15-W | Wiring Devices and Plates | 2.54 | 15% | 2.92 | 0.25 | Leviton | Wht 15A TmprResist Spec Decora Recp | E
TDR15-I | Wiring Devices and Plates | 2.54 | 15% | 2.92 | 0.25 | Leviton | Ivy 15A TmprResist Spec Decora Recp | E
TDR15-GY | Wiring Devices and Plates | 2.54 | 15% | 2.92 | 0.25 | Leviton | Gry 15A TmprResist Spec Decora Recp | E
TDR15-E | Wiring Devices and Plates | 2.54 | 15% | 2.92 | 0.25 | Leviton | Blk 15A TmprResist Spec Decora Recp | E
TDR15 | Wiring Devices and Plates | 2.54 | 15% | 2.92 | 0.25 | Leviton | Brn 15A TmprResist Spec Decora Recp | E
TBR20-W | Wiring Devices and Plates | 3.08 | 15% | 3.54 | 0.25 | Leviton | Duplex Wht 20A Stnd TmprResist Recp | E
TBR20-T | Wiring Devices and Plates | 3.09 | 15% | 3.55 | 0.25 | Leviton | Duplex Alm 20A Stnd TmprResist Recp | E
TBR20-I | Wiring Devices and Plates | 3.08 | 15% | 3.54 | 0.25 | Leviton | Duplex Ivy 20A Stnd TmprResist Recp | E
TBR20-GY | Wiring Devices and Plates | 3.08 | 15% | 3.54 | 0.25 | Leviton | Duplex Gry 20A Stnd TmprResist Recp | E
TBR20-E | Wiring Devices and Plates | 3.09 | 15% | 3.55 | 0.25 | Leviton | Duplex Blk 20A Stnd TmprResist Recp | E
TBR20 | Wiring Devices and Plates | 3.29 | 15% | 3.78 | 0.25 | Leviton | Duplex Brn 20A Stnd TmprResist Recp | E
TBR15-W | Wiring Devices and Plates | 2.95 | 15% | 3.39 | 0.25 | Leviton | Duplex Wht 15A Spec TmprResist Recp | E
TBR15-I | Wiring Devices and Plates | 2.95 | 15% | 3.39 | 0.25 | Leviton | Duplex Ivy 15A Spec TmprResist Recp | E
TBR15-GY | Wiring Devices and Plates | 2.95 | 15% | 3.39 | 0.25 | Leviton | Duplex Gry 15A Spec TmprResist Recp | E
TBR15 | Wiring Devices and Plates | 2.95 | 15% | 3.39 | 0.25 | Leviton | Duplex Brn 15A Spec TmprResist Recp | E
T7899-R | Wiring Devices and Plates | 13.02 | 15% | 14.97 | 0.25 | Leviton | Red 20A GFI TmprResistnt Recp w/LED | E
T7899-A | Wiring Devices and Plates | 14.43 | 15% | 16.59 | 0.25 | Leviton | Alm 20A GFI TmprResistnt Recp w/LED | E
T7599-A | Wiring Devices and Plates | 6.86 | 15% | 7.89 | 0.25 | Leviton | Alm 15A GFI TmprResistnt Recp w/LED | E
T5832-W | Wiring Devices and Plates | 27.39 | 15% | 31.5 | 0.25 | Leviton | White 20A USB TamperResist Recp | E
T5832-T | Wiring Devices and Plates | 27.39 | 15% | 31.5 | 0.25 | Leviton | Almond 20A USB TamperResist Recp | E
T5832-I | Wiring Devices and Plates | 27.39 | 15% | 31.5 | 0.25 | Leviton | Ivory 20A USB TamperResist Recp | E
T5832-HGW | Wiring Devices and Plates | 32.81 | 15% | 37.73 | 0.25 | Leviton | White 20A USB TmprrResist Hosp Recp | E
T5832-HGT | Wiring Devices and Plates | 32.81 | 15% | 37.73 | 0.25 | Leviton | Almnd 20A USB TmprrResist Hosp Recp | E
T5832-HGR | Wiring Devices and Plates | 32.81 | 15% | 37.73 | 0.25 | Leviton | Red 20A USB TmprrResist Hosp Recp | E
T5832-HGI | Wiring Devices and Plates | 32.81 | 15% | 37.73 | 0.25 | Leviton | Ivory 20A USB TmprrResist Hosp Recp | E
T5832-HGG | Wiring Devices and Plates | 32.81 | 15% | 37.73 | 0.25 | Leviton | Grey 20A USB TmprrResist Hosp Recp | E
T5832-HGE | Wiring Devices and Plates | 32.81 | 15% | 37.73 | 0.25 | Leviton | Black 20A USB TmprrResist Hosp Recp | E
T5832-HG | Wiring Devices and Plates | 32.81 | 15% | 37.73 | 0.25 | Leviton | Brown 20A USB TmprrResist Hosp Recp | E
T5832-GY | Wiring Devices and Plates | 27.39 | 15% | 31.5 | 0.25 | Leviton | Grey 20A USB TamperResist Recp | E
T5832-E | Wiring Devices and Plates | 27.39 | 15% | 31.5 | 0.25 | Leviton | Black 20A USB TamperResist Recp | E
T5832-B | Wiring Devices and Plates | 27.39 | 15% | 31.5 | 0.25 | Leviton | Brown 20A USB TamperResist Recp | E
T5632-W | Wiring Devices and Plates | 24.78 | 15% | 28.5 | 0.25 | Leviton | White 15A USB TamperResist Recp | E
T5632-T | Wiring Devices and Plates | 24.78 | 15% | 28.5 | 0.25 | Leviton | Almond 15A USB TamperResist Recp | E
T5632-I | Wiring Devices and Plates | 24.78 | 15% | 28.5 | 0.25 | Leviton | Ivory 15A USB TamperResist Recp | E
T5632-HGW | Wiring Devices and Plates | 29.57 | 15% | 34.01 | 0.25 | Leviton | White 15A USB TmprrResist Hosp Recp | E
T5632-HGT | Wiring Devices and Plates | 29.57 | 15% | 34.01 | 0.25 | Leviton | Almnd 15A USB TmprrResist Hosp Recp | E
T5632-HGR | Wiring Devices and Plates | 29.57 | 15% | 34.01 | 0.25 | Leviton | Red 15A USB TmprrResist Hosp Recp | E
T5632-HGI | Wiring Devices and Plates | 29.57 | 15% | 34.01 | 0.25 | Leviton | Ivory 15A USB TmprrResist Hosp Recp | E
T5632-HGG | Wiring Devices and Plates | 29.57 | 15% | 34.01 | 0.25 | Leviton | Grey 15A USB TmprrResist Hosp Recp | E
T5632-HGE | Wiring Devices and Plates | 27.57 | 15% | 31.71 | 0.25 | Leviton | Black 15A USB TmprrResist Hosp Recp | E
T5632-HG | Wiring Devices and Plates | 29.57 | 15% | 34.01 | 0.25 | Leviton | Brown 15A USB TmprrResist Hosp Recp | E
T5632-GY | Wiring Devices and Plates | 24.78 | 15% | 28.5 | 0.25 | Leviton | Grey 15A USB TamperResist Recp | E
T5632-E | Wiring Devices and Plates | 24.78 | 15% | 28.5 | 0.25 | Leviton | Black 15A USB TamperResist Recp | E
T5632-B | Wiring Devices and Plates | 24.78 | 15% | 28.5 | 0.25 | Leviton | Brown 15A USB TamperResist Recp | E
T5625-W | Wiring Devices and Plates | 13.26 | 15% | 15.25 | 0.25 | Leviton | White 15A Decora TmprResist Recp | E
T5625-T | Wiring Devices and Plates | 11.34 | 15% | 13.04 | 0.25 | Calpipe Industries | LtAlm 15A Decora TmprResist Sw&Recp | E
T5625-I | Wiring Devices and Plates | 13.26 | 15% | 15.25 | 0.25 | Leviton | Ivory 15A Decora TmprResist Recp | E
T5625-E | Wiring Devices and Plates | 13.26 | 15% | 15.25 | 0.25 | Leviton | Black 15A Decora TmprResist Recp | E
T5625-A | Wiring Devices and Plates | 11.34 | 15% | 13.04 | 0.25 | Calpipe Industries | Almnd 15A Decora TmprResist Sw&Recp | E
T5325-W | Wiring Devices and Plates | 2.18 | 15% | 2.51 | 0.25 | Leviton | Wht 15A TmprRstnt Rsdntl Decora Rec | E
T5325-T | Wiring Devices and Plates | 2.18 | 15% | 2.51 | 0.25 | Leviton | LtA 15A TmprRstnt Rsdntl Decora Rec | E
T5325-I | Wiring Devices and Plates | 2.18 | 15% | 2.51 | 0.25 | Leviton | Ivy 15A TmprRstnt Rsdntl Decora Rec | E
T5325-E | Wiring Devices and Plates | 2.18 | 15% | 2.51 | 0.25 | Leviton | Blk 15A TmprRstnt Rsdntl Decora Rec | E
T5325-A | Wiring Devices and Plates | 2.04 | 15% | 2.35 | 0.25 | Leviton | Alm15A TmprRstnt Rsdntl Decora Rec | E
T5325 | Wiring Devices and Plates | 2.18 | 15% | 2.51 | 0.25 | Leviton | Brn 15A TmprRstnt Rsdntl Decora Rec | E
T5320-W | Wiring Devices and Plates | 0.96 | 15% | 1.1 | 0.25 | Leviton | White 15A TmprResistnt Resdntl Recp | E
T5320-T | Wiring Devices and Plates | 0.96 | 15% | 1.1 | 0.25 | Leviton | LtAlm 15A TmprResistnt Resdntl Recp | E
T5320-I | Wiring Devices and Plates | 0.96 | 15% | 1.1 | 0.25 | Leviton | Ivory 15A TmprResistnt Resdntl Recp | E
T5320-E | Wiring Devices and Plates | 0.96 | 15% | 1.1 | 0.25 | Leviton | Black 15A TmprResistnt Resdntl Recp | E
T5320-A | Wiring Devices and Plates | 0.98 | 15% | 1.13 | 0.25 | Leviton | Almnd 15A TmprResistnt Resdntl Recp | E
T5320 | Wiring Devices and Plates | 0.96 | 15% | 1.1 | 0.25 | Leviton | Brown 15A TmprResistnt Resdntl Recp | E
T5225-W | Wiring Devices and Plates | 9.73 | 15% | 11.19 | 0.25 | Leviton | White 15A Combo TmprResist Sw&Recp | E
T5225-T | Wiring Devices and Plates | 9.73 | 15% | 11.19 | 0.25 | Leviton | LtAlm 15A Combo TmprResist Sw&Recp | E
T5225-I | Wiring Devices and Plates | 9.73 | 15% | 11.19 | 0.25 | Leviton | Ivory 15A Combo TmprResist Sw&Recp | E
T5225-A | Wiring Devices and Plates | 5.05 | 15% | 5.81 | 0.25 | Leviton | Almnd 15A Combo TmprResist Sw&Recp | E
T5225 | Wiring Devices and Plates | 9.73 | 15% | 11.19 | 0.25 | Leviton | Brown 15A Combo TmprResist Sw&Recp | E
T5020-W | Wiring Devices and Plates | 3.18 | 15% | 3.66 | 0.25 | Leviton | Single Wht 20A Stnd TmprResist Recp | E
T5020-T | Wiring Devices and Plates | 3.18 | 15% | 3.66 | 0.25 | Leviton | Single Alm 20A Stnd TmprResist Recp | E
T5020-I | Wiring Devices and Plates | 3.18 | 15% | 3.66 | 0.25 | Leviton | Single Ivy 20A Stnd TmprResist Recp | E
T5020 | Wiring Devices and Plates | 3.18 | 15% | 3.66 | 0.25 | Leviton | Single Brn 20A Stnd TmprResist Recp | E
T5015-W | Wiring Devices and Plates | 2.84 | 15% | 3.27 | 0.25 | Leviton | Single Wht 15A Stnd TmprResist Recp | E
T5015-I | Wiring Devices and Plates | 2.84 | 15% | 3.27 | 0.25 | Leviton | Single Ivy 15A Stnd TmprResist Recp | E
T5015 | Wiring Devices and Plates | 2.84 | 15% | 3.27 | 0.25 | Leviton | Single Brn 15A Stnd TmprResist Recp | E
SS8147 | Wiring Devices and Plates | 6.87 | 15% | 7.9 | 0.125 | Hubbell | 3G Dup/Blank/Dup 302 St Steel Plate | E
SS737 | Wiring Devices and Plates | 3.51 | 15% | 4.04 | 0.1 | Hubbell | 1G 1.937 Recp 302 St Steel Plate | E
SS725 | Wiring Devices and Plates | 1.09 | 15% | 1.25 | 0.1 | Hubbell | 1G 1.705 Recp 302 St Steel Plate | E
SS703 | Wiring Devices and Plates | 5.44 | 15% | 6.26 | 0.1 | Hubbell | 2G 2.125 Recp 302 St Steel Plate | E
SS320 | Wiring Devices and Plates | 6.56 | 15% | 7.54 | 0.125 | Hubbell | 3G 2 1.6&Blnk 302 St Steel Plate | E
SS234 | Wiring Devices and Plates | 2.65 | 15% | 3.05 | 0.1 | Hubbell | 2G 2 RS 232 302 St Steel Plate | E
SS232 | Wiring Devices and Plates | 1.27 | 15% | 1.46 | 0.075 | Hubbell | 1G RS 232 302 St Steel Plate | E
SS226 | Wiring Devices and Plates | 7.26 | 15% | 8.35 | 0.15 | Hubbell | 3G 2 Sw&GFI 302 St Steel Plate | E
SS213 | Wiring Devices and Plates | 11.59 | 15% | 13.33 | 0.15 | Hubbell | 3G 2 Sw&Blank 302 St Steel Plate | E
SS211 | Wiring Devices and Plates | 11.59 | 15% | 13.33 | 0.125 | Hubbell | 3G 2 Dup&Blank 302 St Steel Plate | E
SS138 | Wiring Devices and Plates | 5.88 | 15% | 6.76 | 0.1 | Hubbell | 2G Dup&Blank 302 St Steel Plate | E
SS126 | Wiring Devices and Plates | 5.99 | 15% | 6.89 | 0.1 | Hubbell | 2G Sw&GFI 302 St Steel Plate | E
SS113 | Wiring Devices and Plates | 5.39 | 15% | 6.2 | 0.1 | Hubbell | 2G Sw&Blank 302 St Steel Plate | E
SRP8-W | Wiring Devices and Plates | 0.28 | 15% | 0.32 | 0.0625 | Pass & Seymour | 1G Dup Recp Wht Thermoplastic Plate | E
SRP8-RED | Wiring Devices and Plates | 0.28 | 15% | 0.32 | 0.0625 | Pass & Seymour | 1G Dup Recp Red Thermoplastic Plate | E
SRP8-I | Wiring Devices and Plates | 0.23 | 15% | 0.26 | 0.0625 | Pass & Seymour | 1G Dup Recp Ivy Thermoplastic Plate | E
SRP8-GRY | Wiring Devices and Plates | 0.28 | 15% | 0.32 | 0.0625 | Pass & Seymour | 1G Dup Recp Gry Thermoplastic Plate | E
SRP8-ERED | Wiring Devices and Plates | 2.25 | 15% | 2.59 | 0.0625 | Pass & Seymour | Duplex Red EMERGENCY Plastic Plate | E
SRP82-W | Wiring Devices and Plates | 0.56 | 15% | 0.64 | 0.075 | Pass & Seymour | 2G Dup Recp Wht Thermoplastic Plate | E
SRP82-RED | Wiring Devices and Plates | 0.68 | 15% | 0.78 | 0.075 | Pass & Seymour | 2G Dup Recp Red Thermoplastic Plate | E
SRP82-I | Wiring Devices and Plates | 0.56 | 15% | 0.64 | 0.075 | Pass & Seymour | 2G Dup Recp Ivy Thermoplastic Plate | E
SRP82-GRY | Wiring Devices and Plates | 0.56 | 15% | 0.64 | 0.075 | Pass & Seymour | 2G Dup Recp Gry Thermoplastic Plate | E
SRP82 | Wiring Devices and Plates | 0.56 | 15% | 0.64 | 0.075 | Pass & Seymour | 2G Dup Recp Brn Thermoplastic Plate | E
SRP8 | Wiring Devices and Plates | 0.23 | 15% | 0.26 | 0.0625 | Pass & Seymour | 1G Dup Recp Brn Thermoplastic Plate | E
SRP7-W | Wiring Devices and Plates | 0.28 | 15% | 0.32 | 0.075 | Pass & Seymour | 1G Sgl Recp Wht Thermoplastic Plate | E
SRP7-RED | Wiring Devices and Plates | 0.28 | 15% | 0.32 | 0.075 | Pass & Seymour | 1G Sgl Recp Red Thermoplastic Plate | E
SRP7-I | Wiring Devices and Plates | 0.23 | 15% | 0.26 | 0.075 | Pass & Seymour | 1G Sgl Recp Ivy Thermoplastic Plate | E
SRP7 | Wiring Devices and Plates | 0.23 | 15% | 0.26 | 0.075 | Pass & Seymour | 1G Sgl Recp Brn Thermoplastic Plate | E
SRP2-W | Wiring Devices and Plates | 0.48 | 15% | 0.55 | 0.1 | Pass & Seymour | 2G Switch Wht Thermoplastic Plate | E
SRP2-RED | Wiring Devices and Plates | 0.48 | 15% | 0.55 | 0.1 | Pass & Seymour | 2G Switch Red Thermoplastic Plate | E
SRP2-I | Wiring Devices and Plates | 0.48 | 15% | 0.55 | 0.1 | Pass & Seymour | 2G Switch Ivy Thermoplastic Plate | E
SRP2-GRY | Wiring Devices and Plates | 0.48 | 15% | 0.55 | 0.1 | Pass & Seymour | 2G Switch Gry Thermoplastic Plate | E
SRP26-W | Wiring Devices and Plates | 0.31 | 15% | 0.36 | 0.075 | Pass & Seymour | 1G Wht No-Line SIERRA Thermo Plate | E
SRP26-RED | Wiring Devices and Plates | 0.45 | 15% | 0.52 | 0.075 | Pass & Seymour | 1G Red No-Line SIERRA Thermo Plate | E
SRP26-I | Wiring Devices and Plates | 0.31 | 15% | 0.36 | 0.075 | Pass & Seymour | 1G Ivy No-Line SIERRA Thermo Plate | E
SRP26-GRY | Wiring Devices and Plates | 0.45 | 15% | 0.52 | 0.075 | Pass & Seymour | 1G Gry No-Line SIERRA Thermo Plate | E
SRP262-W | Wiring Devices and Plates | 0.56 | 15% | 0.64 | 0.1 | Pass & Seymour | 2G Wht No-Line SIERRA Thermo Plate | E
SRP262-RED | Wiring Devices and Plates | 0.56 | 15% | 0.64 | 0.1 | Pass & Seymour | 2G Red No-Line SIERRA Thermo Plate | E
SRP262-I | Wiring Devices and Plates | 0.56 | 15% | 0.64 | 0.1 | Pass & Seymour | 2G Ivy No-Line SIERRA Thermo Plate | E
SRP262-GRY | Wiring Devices and Plates | 0.68 | 15% | 0.78 | 0.1 | Pass & Seymour | 2G Gry No-Line SIERRA Thermo Plate | E
SRP262 | Wiring Devices and Plates | 0.56 | 15% | 0.64 | 0.1 | Pass & Seymour | 2G Brn No-Line SIERRA Thermo Plate | E
SRP26 | Wiring Devices and Plates | 0.37 | 15% | 0.43 | 0.075 | Pass & Seymour | 1G Brn No-Line SIERRA Thermo Plate | E
SRP2 | Wiring Devices and Plates | 0.48 | 15% | 0.55 | 0.1 | Pass & Seymour | 2G Switch Brn Thermoplastic Plate | E
SRP1-W | Wiring Devices and Plates | 0.28 | 15% | 0.32 | 0.075 | Pass & Seymour | 1G Switch Wht Thermoplastic Plate | E
SRP1-RED | Wiring Devices and Plates | 0.28 | 15% | 0.32 | 0.075 | Pass & Seymour | 1G Switch Red Thermoplastic Plate | E
SRP1-I | Wiring Devices and Plates | 0.23 | 15% | 0.26 | 0.075 | Pass & Seymour | 1G Switch Ivy Thermoplastic Plate | E
SRP1-GRY | Wiring Devices and Plates | 0.28 | 15% | 0.32 | 0.075 | Pass & Seymour | 1G Switch Gry Thermoplastic Plate | E
SRP18-W | Wiring Devices and Plates | 0.56 | 15% | 0.64 | 0.0875 | Pass & Seymour | 2G Sw&Dup Wht Thermoplastic Plate | E
SRP18-I | Wiring Devices and Plates | 0.48 | 15% | 0.55 | 0.0875 | Pass & Seymour | 2G Sw&Dup Ivy Thermoplastic Plate | E
SRP18 | Wiring Devices and Plates | 0.48 | 15% | 0.55 | 0.0875 | Pass & Seymour | 1G Sw&Dup Brn Thermoplastic Plate | E
SRP1 | Wiring Devices and Plates | 0.23 | 15% | 0.26 | 0.075 | Pass & Seymour | 1G Switch Brn Thermoplastic Plate | E
SPO26-W | Wiring Devices and Plates | 0.36 | 15% | 0.41 | 0.075 | Pass & Seymour | 1G Wht Jumbo SIERRA No-Line Plate | E
SPO26-I | Wiring Devices and Plates | 0.36 | 15% | 0.41 | 0.075 | Pass & Seymour | 1G Ivy Jumbo SIERRA No-Line Plate | E
SPO262-W | Wiring Devices and Plates | 0.73 | 15% | 0.84 | 0.1 | Pass & Seymour | 2G Wht Jumbo SIERRA No-Line Plate | E
SPO262-I | Wiring Devices and Plates | 0.64 | 15% | 0.74 | 0.1 | Pass & Seymour | 2G Ivy Jumbo SIERRA No-Line Plate | E
SPO262 | Wiring Devices and Plates | 0.67 | 15% | 0.77 | 0.1 | Pass & Seymour | 2G Brn Jumbo SIERRA No-Line Plate | E
SPO26 | Wiring Devices and Plates | 0.36 | 15% | 0.41 | 0.075 | Pass & Seymour | 1G Brn Jumbo SIERRA No-Line Plate | E
SPO23-I | Wiring Devices and Plates | 1.23 | 15% | 1.41 | 0.1 | Pass & Seymour | 2G Blank Ivy Jumbo Plate | E
SPO23 | Wiring Devices and Plates | 2.01 | 15% | 2.31 | 0.1 | Pass & Seymour | 2G Blank Brown Jumbo Plate | E
SPJ7-W | Wiring Devices and Plates | 1.06 | 15% | 1.22 | 0.075 | Pass & Seymour | 1G Sgl Recp Wht Jr Jumbo Plate | E
SPJ7-I | Wiring Devices and Plates | 1.05 | 15% | 1.21 | 0.075 | Pass & Seymour | 1G Sgl Recp Ivy Jr Jumbo Plate | E
SPJ7 | Wiring Devices and Plates | 1.06 | 15% | 1.22 | 0.075 | Pass & Seymour | 1G Sgl Recp Brn Jr Jumbo Plate | E
SPJ13-W | Wiring Devices and Plates | 1.03 | 15% | 1.18 | 0.075 | Pass & Seymour | 1G Blank Wht Jr Jumbo Plate | E
SPJ13-I | Wiring Devices and Plates | 1.12 | 15% | 1.29 | 0.075 | Pass & Seymour | 1G Blank Ivy Jr Jumbo Plate | E
SPJ13 | Wiring Devices and Plates | 0.39 | 15% | 0.45 | 0.075 | Pass & Seymour | 1G Blank Brn Jr Jumbo Plate | E
SP78-GRY | Wiring Devices and Plates | 1.46 | 15% | 1.68 | 0.0875 | Pass & Seymour | 2G Sgl&Dup Recp Pls Gry Plate | E
SP78 | Wiring Devices and Plates | 4.48 | 15% | 5.15 | 0.0875 | Pass & Seymour | 2G Sgl&Dup Smooth Pls Brn Plate | E
SO38 | Wiring Devices and Plates | 11.95 | 15% | 13.74 | 0.15 | Pass & Seymour | 4G 3 Sw&Dup 302 S/S Jumbo Line Plat | E
SO28 | Wiring Devices and Plates | 6.03 | 15% | 6.93 | 0.125 | Pass & Seymour | 3G 2 Sw&Dup 302 S/S Jumbo Line Plat | E
SO263 | Wiring Devices and Plates | 13.83 | 15% | 15.9 | 0.125 | Leviton | 3G 302 S/S Oversize DECORA Plate | E
SO262 | Wiring Devices and Plates | 9.43 | 15% | 10.84 | 0.1 | Leviton | 2G 302 S/S Oversize DECORA Plate | E
SO26 | Wiring Devices and Plates | 3.32 | 15% | 3.82 | 0.075 | Leviton | 1G 302 S/S Oversize DECORA Plate | E
SO17-N | Wiring Devices and Plates | 3.53 | 15% | 4.06 | 0.1 | Pass & Seymour | 2G Sw&Sgl 302 S/S Jumbo Line Plate | E
SO126-N | Wiring Devices and Plates | 3.31 | 15% | 3.81 | 0.1 | Pass & Seymour | 2G Sw&GFI 302 S/S Jumbo Line Plate | E
SL262 | Wiring Devices and Plates | 3.48 | 15% | 4 | 0.1 | Pass & Seymour | 2G 430 St Stl SIERRAPLEX Line Plate | E
SL26 | Wiring Devices and Plates | 0.98 | 15% | 1.13 | 0.075 | Pass & Seymour | 1G 430 St Stl SIERRAPLEX Line Plate | E
SL126 | Wiring Devices and Plates | 1.52 | 15% | 1.75 | 0.1 | Pass & Seymour | 2G Sw&GFI 430 St Stl Line Plate | E
SJ8-N | Wiring Devices and Plates | 1.66 | 15% | 1.91 | 0.0625 | Pass & Seymour | 1G Dup Recp StStl JrJumbo 302 Plate | E
SJ82-N | Wiring Devices and Plates | 3.12 | 15% | 3.59 | 0.075 | Pass & Seymour | 2G Dup Recp StStl JrJumbo 302 Plate | E
SJ7-N | Wiring Devices and Plates | 1.48 | 15% | 1.7 | 0.075 | Pass & Seymour | 1G Sgl Recp StStl JrJumbo 302 Plate | E
SJ3-N | Wiring Devices and Plates | 3.62 | 15% | 4.16 | 0.125 | Pass & Seymour | 3G Switch St Stl JrJumbo 302 Plate | E
SJ2-N | Wiring Devices and Plates | 2.31 | 15% | 2.66 | 0.1 | Pass & Seymour | 2G Switch St Stl JrJumbo 302 Plate | E
SJ26-N | Wiring Devices and Plates | 1.56 | 15% | 1.79 | 0.075 | Pass & Seymour | 1G 302 JrJumbo SIERRA Plate | E
SJ263-N | Wiring Devices and Plates | 3.53 | 15% | 4.06 | 0.125 | Pass & Seymour | 3G 302 JrJumbo SIERRA Plate | E
SJ262-N | Wiring Devices and Plates | 2.44 | 15% | 2.81 | 0.1 | Pass & Seymour | 2G 302 JrJumbo SIERRA Plate | E
SJ1-N | Wiring Devices and Plates | 1.42 | 15% | 1.63 | 0.075 | Pass & Seymour | 1G Switch St Stl JrJumbo 302 Plate | E
SJ18-N | Wiring Devices and Plates | 2.83 | 15% | 3.25 | 0.0875 | Pass & Seymour | 2G Sw&Dup StStl JrJumbo 302 Plate | E
SJ13-N | Wiring Devices and Plates | 1.61 | 15% | 1.85 | 0.075 | Pass & Seymour | 1G Blank StStl JrJumbo 302 Plate | E
SJ126-N | Wiring Devices and Plates | 3.03 | 15% | 3.48 | 0.1 | Pass & Seymour | 2G Sw&GFI StStl JrJumbo 302 Plate | E
SG63-HW | Wiring Devices and Plates | 15.87 | 15% | 18.25 | 0.25 | Pass & Seymour | Dup Wht 20A 125V Hosp Safety Recpt | E
SG63-HRED | Wiring Devices and Plates | 15.87 | 15% | 18.25 | 0.25 | Pass & Seymour | Dup Red 20A 125V Hosp Safety Recpt | E
SG63-HI | Wiring Devices and Plates | 15.87 | 15% | 18.25 | 0.25 | Pass & Seymour | Dup Ivy 20A 125V Hosp Safety Recpt | E
SG63-HGRY | Wiring Devices and Plates | 15.87 | 15% | 18.25 | 0.25 | Pass & Seymour | Dup Gry 20A 125V Hosp Safety Recpt | E
SG63-H | Wiring Devices and Plates | 15.87 | 15% | 18.25 | 0.25 | Pass & Seymour | Dup Brn 20A 125V Hosp Safety Recpt | E
SG62-W | Wiring Devices and Plates | 11.09 | 15% | 12.75 | 0.25 | Pass & Seymour | Duplex Wht 15A 125V Safety Recpt | E
SG62-RED | Wiring Devices and Plates | 11.09 | 15% | 12.75 | 0.25 | Pass & Seymour | Duplex Red 15A 125V Safety Recpt | E
SG62-I | Wiring Devices and Plates | 11.15 | 15% | 12.82 | 0.25 | Pass & Seymour | Duplex Ivy 15A 125V Safety Recpt | E
SG62-HW | Wiring Devices and Plates | 11.19 | 15% | 12.87 | 0.25 | Pass & Seymour | Dup Wht 15A 125V Hosp Safety Recpt | E
SG62-HRED | Wiring Devices and Plates | 11.19 | 15% | 12.87 | 0.25 | Pass & Seymour | Dup Red 15A 125V Hosp Safety Recpt | E
SG62-HI | Wiring Devices and Plates | 11.19 | 15% | 12.87 | 0.25 | Pass & Seymour | Dup Ivy 15A 125V Hosp Safety Recpt | E
SG62-HGRY | Wiring Devices and Plates | 11.19 | 15% | 12.87 | 0.25 | Pass & Seymour | Dup Gry 15A 125V Hosp Safety Recpt | E
SG62-H | Wiring Devices and Plates | 11.19 | 15% | 12.87 | 0.25 | Pass & Seymour | Dup Brn 15A 125V Hosp Safety Recpt | E
SG62-GRY | Wiring Devices and Plates | 11.09 | 15% | 12.75 | 0.25 | Pass & Seymour | Duplex Gry 15A 125V Safety Recpt | E
SG62 | Wiring Devices and Plates | 11.15 | 15% | 12.82 | 0.25 | Pass & Seymour | Duplex Brn 15A 125V Safety Recpt | E
SG26262-HGW | Wiring Devices and Plates | 18.51 | 15% | 21.29 | 0.25 | Pass & Seymour | White 15A 125V Tamper Sierra Recpt | E
SG26262-HGI | Wiring Devices and Plates | 18.46 | 15% | 21.23 | 0.25 | Pass & Seymour | Ivory 15A 125V Tamper Sierra Recpt | E
SB720 | Wiring Devices and Plates | 5.45 | 15% | 6.27 | 0.1 | Hubbell | 1G 1.580 Recp Brass Plate | E
SB126 | Wiring Devices and Plates | 3.01 | 15% | 3.46 | 0.1 | Hubbell | 2G Sw&GFI Recp Brass Plate | E
S8MEH | Wiring Devices and Plates | 16.62 | 15% | 19.11 | 0.0625 | Hubbell | 1G Horz Dup 302 S/S EMRGNCY Plate | E
S8-IG | Wiring Devices and Plates | 2.53 | 15% | 2.91 | 0.0625 | Pass & Seymour | Duplex Org 430 St Stl IG Line Plate | E
S86 | Wiring Devices and Plates | 19.94 | 15% | 22.93 | 0.1875 | Pass & Seymour | 6G Dup Recp 430 St Stl Line Plate | E
S85 | Wiring Devices and Plates | 16.32 | 15% | 18.77 | 0.15 | Pass & Seymour | 5G Dup Recp 430 St Stl Line Plate | E
S84 | Wiring Devices and Plates | 5.53 | 15% | 6.36 | 0.125 | Pass & Seymour | 4G Dup Recp 430 St Stl Line Plate | E
S83 | Wiring Devices and Plates | 4 | 15% | 4.6 | 0.1 | Pass & Seymour | 3G Dup Recp 430 St Stl Line Plate | E
S826 | Wiring Devices and Plates | 2.9 | 15% | 3.34 | 0.0875 | Pass & Seymour | 2G Dup&GFI 430 St Stl Line Plate | E
S82 | Wiring Devices and Plates | 1.82 | 15% | 2.09 | 0.075 | Pass & Seymour | 2G Dup Recp 430 St Stl Line Plate | E
S8 | Wiring Devices and Plates | 0.89 | 15% | 1.02 | 0.1 | Hubbell | Smth .302 20A 3-4p Dup Recpt Plate | E
S7-IG | Wiring Devices and Plates | 2.53 | 15% | 2.91 | 0.0625 | Pass & Seymour | Single Org 430 St Stl IG Line Plate | E
S782-N | Wiring Devices and Plates | 15.59 | 15% | 17.93 | 0.125 | Pass & Seymour | 3G 2 Dup&Sgl 302 St Stl Line Plate | E
S78 | Wiring Devices and Plates | 2.9 | 15% | 3.34 | 0.0875 | Pass & Seymour | 2G Sgl&Dup 430 St Stl Line Plate | E
S773-N | Wiring Devices and Plates | 9.09 | 15% | 10.45 | 0.125 | Leviton | 3G Louver 302 St Steel Plate | E
S771 | Wiring Devices and Plates | 2.7 | 15% | 3.11 | 0.075 | Pass & Seymour | 1G Louver 430 St Stl Line Plate | E
S760-N | Wiring Devices and Plates | 3.59 | 15% | 4.13 | 0.075 | Pass & Seymour | 1G Hrz Louver 302 St Stl Line Plate | E
S760 | Wiring Devices and Plates | 3.29 | 15% | 3.78 | 0.075 | Pass & Seymour | 1G Hrz Louver 430 St Stl Line Plate | E
S74-N | Wiring Devices and Plates | 15.7 | 15% | 18.06 | 0.15 | Leviton | 4G Sgl Recp 302 St Steel Plate | E
S746-N | Wiring Devices and Plates | 3.73 | 15% | 4.29 | 0.075 | Leviton | 2G Center GFI 302 St Steel Plate | E
S73-N | Wiring Devices and Plates | 5.7 | 15% | 6.56 | 0.125 | Leviton | 3G Sgl Recp 302 St Steel Plate | E
S737 | Wiring Devices and Plates | 4.93 | 15% | 5.67 | 0.1 | Hubbell | 1G 1.937 Recp 302 St Steel Plate | E
S725-N | Wiring Devices and Plates | 2.02 | 15% | 2.32 | 0.075 | Pass & Seymour | 1G 1-23/32 Rec 302 St Stl Line Plat | E
S725 | Wiring Devices and Plates | 1.23 | 15% | 1.41 | 0.1 | Hubbell | 1G 1.705 Recp 302 St Steel Plate | E
S724-N | Wiring Devices and Plates | 2.02 | 15% | 2.32 | 0.075 | Pass & Seymour | 1G 2-1/8 Rec 302 St Stl Line Plate | E
S724 | Wiring Devices and Plates | 1.18 | 15% | 1.36 | 0.075 | Pass & Seymour | 1G 2-1/8 430 St Stl Line Plate | E
S723-N | Wiring Devices and Plates | 1.75 | 15% | 2.01 | 0.075 | Pass & Seymour | 1G 2-3/32 Rec 3302 St Stl Line Plat | E
S723 | Wiring Devices and Plates | 1.24 | 15% | 1.43 | 0.1 | Hubbell | St Steel 30A-3w Recpt Plate | E
S721-N | Wiring Devices and Plates | 2.02 | 15% | 2.32 | 0.075 | Pass & Seymour | 1G 1-19/32 Rec 302 St Stl Line Plat | E
S721 | Wiring Devices and Plates | 1.37 | 15% | 1.58 | 0.075 | Pass & Seymour | 1G 1-19/32 430 St Stl Line Plate | E
S720 | Wiring Devices and Plates | 1.41 | 15% | 1.62 | 0.075 | Pass & Seymour | 1G 1-9/16 430 St Stl Line Plate | E
S72 | Wiring Devices and Plates | 2.9 | 15% | 3.34 | 0.1 | Pass & Seymour | 2G Sgl Recp 430 St Stl Line Plate | E
S716-N | Wiring Devices and Plates | 3.55 | 15% | 4.08 | 0.1 | Pass & Seymour | 2G 2-1/4 Rec 302 St Stl Line Plate | E
S716 | Wiring Devices and Plates | 2.54 | 15% | 2.92 | 0.1 | Pass & Seymour | 2G 2-1/4 430 St Stl Line Plate | E
S710-N | Wiring Devices and Plates | 3.55 | 15% | 4.08 | 0.075 | Pass & Seymour | 2G 2-9/16 Rec 302 St Stl Line Plate | E
S703-N | Wiring Devices and Plates | 3.55 | 15% | 4.08 | 0.1 | Pass & Seymour | 2G 2-1/8 Rec 302 St Stl Line Plate | E
S703 | Wiring Devices and Plates | 2.22 | 15% | 2.55 | 0.1 | Hubbell | 2G 2.125 Recp 302 St Steel Plate | E
S701-N | Wiring Devices and Plates | 3.55 | 15% | 4.08 | 0.1 | Pass & Seymour | 2G 2-3/8 Rec 302 St Stl Line Plate | E
S701 | Wiring Devices and Plates | 2.37 | 15% | 2.73 | 0.1 | Hubbell | St Steel 30A-4w Recpt Plate | E
S7 | Wiring Devices and Plates | 1.42 | 15% | 1.63 | 0.1 | Hubbell | St Steel 20A 4w Recpt Plate | E
S6082 | Wiring Devices and Plates | 24.63 | 15% | 28.32 | 0.25 | Leviton | 8G Dup Recp 430 St Steel Plate | E
S608 | Wiring Devices and Plates | 16.91 | 15% | 19.45 | 0.2 | Leviton | 7G Dup Recp 430 St Steel Plate | E
S602-X | Wiring Devices and Plates | 34.71 | 15% | 39.92 | 0.25 | Pass & Seymour | 8G Switch Brown Line Pls Plate | E
S602-W | Wiring Devices and Plates | 34.71 | 15% | 39.92 | 0.25 | Pass & Seymour | 8G Switch White Line Pls Plate | E
S602-I | Wiring Devices and Plates | 34.71 | 15% | 39.92 | 0.25 | Pass & Seymour | 8G Switch Ivory Line Pls Plate | E
S602-GRY | Wiring Devices and Plates | 34.71 | 15% | 39.92 | 0.25 | Pass & Seymour | 8G Switch Gray Line Pls Plate | E
S602 | Wiring Devices and Plates | 34.71 | 15% | 39.92 | 0.25 | Pass & Seymour | 8G Switch 430 St Stl Line Plate | E
S601-X | Wiring Devices and Plates | 30.38 | 15% | 34.94 | 0.225 | Pass & Seymour | 7G Switch Brown Line Pls Plate | E
S601-W | Wiring Devices and Plates | 30.38 | 15% | 34.94 | 0.225 | Pass & Seymour | 7G Switch White Line Pls Plate | E
S601-I | Wiring Devices and Plates | 30.38 | 15% | 34.94 | 0.225 | Pass & Seymour | 7G Switch Ivory Line Pls Plate | E
S601-GRY | Wiring Devices and Plates | 30.38 | 15% | 34.94 | 0.225 | Pass & Seymour | 7G Switch Gray Line Pls Plate | E
S6013 | Wiring Devices and Plates | 22.8 | 15% | 26.22 | 0.225 | Pass & Seymour | 7G Blank 430 St Stl Line Plate | E
S601 | Wiring Devices and Plates | 30.38 | 15% | 34.94 | 0.225 | Pass & Seymour | 7G Switch 430 St Stl Line Plate | E
S6 | Wiring Devices and Plates | 8.3 | 15% | 9.55 | 0.2 | Pass & Seymour | 6G Switch 430 St Stl Line Plate | E
S5 | Wiring Devices and Plates | 6.77 | 15% | 7.79 | 0.175 | Pass & Seymour | 5G Switch 430 St Stl Line Plate | E
S48-N | Wiring Devices and Plates | 16.72 | 15% | 19.23 | 0.1875 | Leviton | 5G 4 Sw&Dup 302 St Steel Plate | E
S4 | Wiring Devices and Plates | 4.98 | 15% | 5.73 | 0.15 | Pass & Seymour | 4G Switch 430 St Stl Line Plate | E
S3733-SS | Wiring Devices and Plates | 12 | 15% | 13.8 | 0.25 | Pass & Seymour | St Steel 15A Clock Recpt | E
S3733 | Wiring Devices and Plates | 11.78 | 15% | 13.55 | 0.25 | Pass & Seymour | Brass 15A Clock Recpt | E
S33 | Wiring Devices and Plates | 3.4 | 15% | 3.91 | 0.125 | Pass & Seymour | 3G Blank 430 St Stl Line Plate | E
S3 | Wiring Devices and Plates | 2.36 | 15% | 2.71 | 0.125 | Pass & Seymour | 3G Switch 430 St Stl Line Plate | E
S2ME | Wiring Devices and Plates | 15.64 | 15% | 17.99 | 0.1 | Hubbell | 2G Switch 302 S/S EMERGENCY Plate | E
S282-N | Wiring Devices and Plates | 20.79 | 15% | 23.91 | 0.15 | Pass & Seymour | 4G 2 Sw&2 Dup 302 St Stl Line Plate | E
S28 | Wiring Devices and Plates | 4.05 | 15% | 4.66 | 0.125 | Pass & Seymour | 3G 2 Sw&Dup 430 St Stl Line Plate | E
S26-IG | Wiring Devices and Plates | 2.42 | 15% | 2.78 | 0.075 | Pass & Seymour | 1G Dup Red SIERRA IG 430 S/S Plate | E
S266-N | Wiring Devices and Plates | 29.36 | 15% | 33.76 | 0.2 | Pass & Seymour | 6G 302 St Stl SIERRAPLEX Line Plate | E
S263 | Wiring Devices and Plates | 4.16 | 15% | 4.78 | 0.125 | Pass & Seymour | 3G 430 St Stl SIERRAPLEX Line Plate | E
S262 | Wiring Devices and Plates | 2.71 | 15% | 3.12 | 0.1 | Pass & Seymour | 2G 430 St Stl SIERRAPLEX Line Plate | E
S26 | Wiring Devices and Plates | 0.33 | 15% | 0.38 | 0.1 | Hubbell | .302 St Steel GFI Plate | E
S23 | Wiring Devices and Plates | 2.14 | 15% | 2.46 | 0.1 | Pass & Seymour | 2G Blank 430 St Stl Line Plate | E
S2 | Wiring Devices and Plates | 1.62 | 15% | 1.86 | 0.1 | Pass & Seymour | 2G Switch 430 St Stl Line Plate | E
S182 | Wiring Devices and Plates | 4.04 | 15% | 4.65 | 0.125 | Pass & Seymour | 3G Sw&2 Dup 430 St Stl Line Plate | E
S18 | Wiring Devices and Plates | 2.74 | 15% | 3.15 | 0.0875 | Pass & Seymour | 2G Sw&Dup 430 St Stl Line Plate | E
S148 | Wiring Devices and Plates | 2.95 | 15% | 3.39 | 0.0875 | Pass & Seymour | 2G Dup&Blank 430 St Stl Line Plate | E
S147-N | Wiring Devices and Plates | 2.82 | 15% | 3.24 | 0.1 | Pass & Seymour | 2G Sgl&Blank 302 St Stl Line Plate | E
S147 | Wiring Devices and Plates | 2.61 | 15% | 3 | 0.1 | Pass & Seymour | 2G Sgl&Blank 430 St Stl Line Plate | E
S1426 | Wiring Devices and Plates | 2.9 | 15% | 3.34 | 0.1 | Pass & Seymour | 2G GFI&Blnk 430 St Stl Line Plate | E
S13BL | Wiring Devices and Plates | 41.52 | 15% | 47.75 | 0.3125 | Hubbell | 3W Blk 1000W Inc Spec Slide Dimmer | E
S13 | Wiring Devices and Plates | 1.06 | 15% | 1.22 | 0.075 | Pass & Seymour | 1G Blank 430 St Stl Line Plate | E
S1262-N | Wiring Devices and Plates | 15.59 | 15% | 17.93 | 0.125 | Pass & Seymour | 3G 2 Sw&2 GFI 302 St Stl Line Plate | E
S126 | Wiring Devices and Plates | 1.8 | 15% | 2.07 | 0.1 | Hubbell | 2G Sw&GFI Recp 302 St Steel Plate | E
S1214-N | Wiring Devices and Plates | 4 | 15% | 4.6 | 0.1 | Pass & Seymour | 2G Phone&Blnk 302 St Stl Line Plate | E
S120277347E-P | Wiring Devices and Plates | 17.75 | 15% | 20.41 | 0.75 | Watt Stopper | Ocp Sensor Auxillary Pack | E
S11BL | Wiring Devices and Plates | 78.3 | 15% | 90.05 | 0.25 | Hubbell | SP Blk 1000W Spec Slide Dimmer | E
S113 | Wiring Devices and Plates | 2.9 | 15% | 3.34 | 0.1 | Pass & Seymour | 2G Sw&Blank 430 St Stl Line Plate | E
S112-N | Wiring Devices and Plates | 3.04 | 15% | 3.5 | 0.1 | Leviton | 2G Sw&Phone 302 St Steel Plate | E
S1 | Wiring Devices and Plates | 0.75 | 15% | 0.86 | 0.075 | Pass & Seymour | 1G Switch 430 St Stl Line Plate | E
RTF01-10Z | Wiring Devices and Plates | 9.54 | 15% | 10.97 | 0.25 | Leviton | Lt Almond Rotary Fan Control | E
RTF01-10W | Wiring Devices and Plates | 9.54 | 15% | 10.97 | 0.25 | Leviton | White Rotary Fan Control | E
RTF01-10I | Wiring Devices and Plates | 9.54 | 15% | 10.97 | 0.25 | Leviton | Ivory Rotary Fan Control | E
RTEL8 | Wiring Devices and Plates | 586.6 | 15% | 674.59 | 1.75 | GE Wiring Devices | 8 Chnl LV Phone Override | E
RTEL16 | Wiring Devices and Plates | 861 | 15% | 990.15 | 2.25 | GE Wiring Devices | 16 Chnl LV Phone Override | E
RTD01-10Z | Wiring Devices and Plates | 9.54 | 15% | 10.97 | 0.25 | Leviton | Lt Almond Dual Rotary Fan Control | E
RTD01-10W | Wiring Devices and Plates | 9.54 | 15% | 10.97 | 0.25 | Leviton | White Dual Rotary Fan Control | E
RTD01-10I | Wiring Devices and Plates | 9.54 | 15% | 10.97 | 0.25 | Leviton | Ivory Dual Rotary Fan Control | E
RT-50-W | Wiring Devices and Plates | 26.78 | 15% | 30.8 | 0.5 | Watt Stopper | White Preset Timer Switch | E
RT-50-LA | Wiring Devices and Plates | 26.78 | 15% | 30.8 | 0.5 | Watt Stopper | Lt Almond Preset Timer Switch | E
RT-50-I | Wiring Devices and Plates | 26.78 | 15% | 30.8 | 0.5 | Watt Stopper | Ivory Preset Timer Switch | E
RT-50-B | Wiring Devices and Plates | 26.78 | 15% | 30.8 | 0.5 | Watt Stopper | Black Preset Timer Switch | E
RT-50-A | Wiring Devices and Plates | 14 | 15% | 16.1 | 0.5 | Watt Stopper | Almond Preset Timer Switch | E
RT-200-W | Wiring Devices and Plates | 53.14 | 15% | 61.11 | 0.5 | Watt Stopper | White Astronomical Timer Switch | E
RT-200-LA | Wiring Devices and Plates | 53.61 | 15% | 61.65 | 0.5 | Watt Stopper | Lt Almond Astronomical Timer Switch | E
RT-200-I | Wiring Devices and Plates | 53.14 | 15% | 61.11 | 0.5 | Watt Stopper | Ivory Astronomical Timer Switch | E
RT-200-B | Wiring Devices and Plates | 53.14 | 15% | 61.11 | 0.5 | Watt Stopper | Black Astronomical Timer Switch | E
RT-200-A | Wiring Devices and Plates | 53.14 | 15% | 61.11 | 0.5 | Watt Stopper | Almond Astronomical Timer Switch | E
RT-100-W | Wiring Devices and Plates | 31.95 | 15% | 36.74 | 0.5 | Watt Stopper | White Programmable Timer Switch | E
RT-100-LA | Wiring Devices and Plates | 31.95 | 15% | 36.74 | 0.5 | Watt Stopper | Lt Almond Programmable Timer Switch | E
RT-100-I | Wiring Devices and Plates | 31.95 | 15% | 36.74 | 0.5 | Watt Stopper | Ivory Programmable Timer Switch | E
RT-100-B | Wiring Devices and Plates | 31.95 | 15% | 36.74 | 0.5 | Watt Stopper | Black Programmable Timer Switch | E
RT-100-A | Wiring Devices and Plates | 18.2 | 15% | 20.93 | 0.5 | Watt Stopper | Almond Programmable Timer Switch | E
RT 2 | Wiring Devices and Plates | 108.85 | 15% | 125.18 | 0.625 | GE Wiring Devices | 277V Low Volt Transformer | E
RT 1 | Wiring Devices and Plates | 81.65 | 15% | 93.9 | 0.625 | GE Wiring Devices | 120V Low Volt Transformer | E
RS-250-W | Wiring Devices and Plates | 36.31 | 15% | 41.76 | 0.5 | Watt Stopper | White Convertible Occ Sensor | E
RS-250-LA | Wiring Devices and Plates | 36.31 | 15% | 41.76 | 0.5 | Watt Stopper | Lt Almond Convertible Occ Sensor | E
RS-250-I | Wiring Devices and Plates | 36.31 | 15% | 41.76 | 0.5 | Watt Stopper | Ivory Convertible Occ Sensor | E
RS-250-B | Wiring Devices and Plates | 36.31 | 15% | 41.76 | 0.5 | Watt Stopper | Black Convertible Occ Sensor | E
RS-250-A | Wiring Devices and Plates | 36.31 | 15% | 41.76 | 0.5 | Watt Stopper | Almond Convertible Occ Sensor | E
RS2-37-PK | Wiring Devices and Plates | 15.05 | 15% | 17.31 | 0.25 | GE Wiring Devices | White LV Pilot Key Switch | E
RS2-37-P | Wiring Devices and Plates | 7.28 | 15% | 8.37 | 0.25 | GE Wiring Devices | White LV Pilot Switch | E
RS2-37-LK | Wiring Devices and Plates | 15.05 | 15% | 17.31 | 0.25 | GE Wiring Devices | White LV Locator Key Switch | E
RS2-37-L | Wiring Devices and Plates | 7.28 | 15% | 8.37 | 0.25 | GE Wiring Devices | White LV Locator Switch | E
RS2-37-K | Wiring Devices and Plates | 11.27 | 15% | 12.96 | 0.1875 | GE Wiring Devices | White LV Key Switch | E
RS2-37 | Wiring Devices and Plates | 4.2 | 15% | 4.83 | 0.1875 | GE Wiring Devices | White Low Volt Switch | E
RS2-32-PK | Wiring Devices and Plates | 15.05 | 15% | 17.31 | 0.25 | GE Wiring Devices | Ivory LV Pilot Key Switch | E
RS2-32-P | Wiring Devices and Plates | 7.28 | 15% | 8.37 | 0.25 | GE Wiring Devices | Ivory LV Pilot Switch | E
RS2-32-LK | Wiring Devices and Plates | 15.05 | 15% | 17.31 | 0.25 | GE Wiring Devices | Ivory LV Locator Key Switch | E
RS2-32-L | Wiring Devices and Plates | 7.28 | 15% | 8.37 | 0.25 | GE Wiring Devices | Ivory LV Locator Switch | E
RS2-32-K | Wiring Devices and Plates | 10.15 | 15% | 11.67 | 0.1875 | GE Wiring Devices | Ivory LV Key Switch | E
RS-150BA-N-W | Wiring Devices and Plates | 38.9 | 15% | 44.74 | 0.5 | Watt Stopper | White Nightlight Vacancy Sensor | E
RS-150BA-N-LA | Wiring Devices and Plates | 38.9 | 15% | 44.74 | 0.5 | Watt Stopper | Lt Almond Nightlight Vacancy Sensor | E
RS-150BA-N-I | Wiring Devices and Plates | 38.9 | 15% | 44.74 | 0.5 | Watt Stopper | Ivory Nightlight Vacancy Sensor | E
RS-150BA-N-B | Wiring Devices and Plates | 38.9 | 15% | 44.74 | 0.5 | Watt Stopper | Black Nightlight Vacancy Sensor | E
RS-150BA-N-A | Wiring Devices and Plates | 16.45 | 15% | 18.92 | 0.5 | Watt Stopper | Almond Nightlight Vacancy Sensor | E
RRF 78EZ | Wiring Devices and Plates | 42.52 | 15% | 48.9 | 0.125 | GE Wiring Devices | 6 Relay Low Volt Frame | E
RR 9 | Wiring Devices and Plates | 28.59 | 15% | 32.88 | 0.3125 | GE Wiring Devices | 5 Leads Low Volt Relay | E
RR 8 | Wiring Devices and Plates | 26.56 | 15% | 30.54 | 0.25 | GE Wiring Devices | 4 Leads Low Volt Relay | E
RR 7 | Wiring Devices and Plates | 23.17 | 15% | 26.65 | 0.1875 | GE Wiring Devices | 3 Leads Low Volt Relay | E
RPI06-1LZ | Wiring Devices and Plates | 13.38 | 15% | 15.39 | 0.25 | Leviton | SP Ivy 600W Inc Arch Rotary Dimmer | E
RP8-IG | Wiring Devices and Plates | 1.76 | 15% | 2.02 | 0.0625 | Pass & Seymour | Duplex Org Plastic IG Line Plate | E
RP8-EW | Wiring Devices and Plates | 2.41 | 15% | 2.77 | 0.0625 | Pass & Seymour | Duplex Wht EMERGENCY Pls Line Plate | E
RP8-ERED | Wiring Devices and Plates | 2.41 | 15% | 2.77 | 0.0625 | Pass & Seymour | Duplex Red EMERGENCY Pls Line Plate | E
RP8-EI | Wiring Devices and Plates | 2.41 | 15% | 2.77 | 0.0625 | Pass & Seymour | Duplex Ivy EMERGENCY Pls Line Plate | E
RP7-IG | Wiring Devices and Plates | 1.76 | 15% | 2.02 | 0.0625 | Pass & Seymour | Single Org Plastic IG Line Plate | E
RP26-W | Wiring Devices and Plates | 0.31 | 15% | 0.36 | 0.075 | Pass & Seymour | 1G Wht Line SIERRA Thermo Plate | E
RP26-RED | Wiring Devices and Plates | 0.45 | 15% | 0.52 | 0.075 | Pass & Seymour | 1G Red Line SIERRA Thermo Plate | E
RP26-IG | Wiring Devices and Plates | 1.98 | 15% | 2.28 | 0.075 | Pass & Seymour | 1G Dup Red SIERRA IG Plastic Plate | E
RP26-I | Wiring Devices and Plates | 0.31 | 15% | 0.36 | 0.075 | Pass & Seymour | 1G Ivy Line SIERRA Thermo Plate | E
RP26-GRY | Wiring Devices and Plates | 0.45 | 15% | 0.52 | 0.075 | Pass & Seymour | 1G Gry Line SIERRA Thermo Plate | E
RP26-BK | Wiring Devices and Plates | 0.45 | 15% | 0.52 | 0.075 | Pass & Seymour | 1G Blk Line SIERRA Thermo Plate | E
RP262-W | Wiring Devices and Plates | 0.56 | 15% | 0.64 | 0.1 | Pass & Seymour | 2G Wht Line SIERRA Thermo Plate | E
RP262-RED | Wiring Devices and Plates | 0.68 | 15% | 0.78 | 0.1 | Pass & Seymour | 2G Red Line SIERRA Thermo Plate | E
RP262-I | Wiring Devices and Plates | 0.56 | 15% | 0.64 | 0.1 | Pass & Seymour | 2G Ivy Line SIERRA Thermo Plate | E
RP262-GRY | Wiring Devices and Plates | 0.68 | 15% | 0.78 | 0.1 | Pass & Seymour | 2G Gry Line SIERRA Thermo Plate | E
RP262-BK | Wiring Devices and Plates | 0.68 | 15% | 0.78 | 0.1 | Pass & Seymour | 2G Blk Line SIERRA Thermo Plate | E
RP262 | Wiring Devices and Plates | 0.56 | 15% | 0.64 | 0.1 | Pass & Seymour | 2G Brn Line SIERRA Thermo Plate | E
RP26 | Wiring Devices and Plates | 0.37 | 15% | 0.43 | 0.075 | Pass & Seymour | 1G Brn Line SIERRA Thermo Plate | E
RP2-247 | Wiring Devices and Plates | 7.24 | 15% | 8.33 | 0.1 | GE Wiring Devices | White 4 Switch 2G Low Volt Plate | E
RP2-246 | Wiring Devices and Plates | 11.55 | 15% | 13.28 | 0.1 | GE Wiring Devices | St Stl 4 Switch 2G Low Volt Plate | E
RP2-242 | Wiring Devices and Plates | 7.24 | 15% | 8.33 | 0.1 | GE Wiring Devices | Ivory 4 Switch 2G Low Volt Plate | E
RP2-237 | Wiring Devices and Plates | 7.24 | 15% | 8.33 | 0.1 | GE Wiring Devices | White 3 Switch 2G Low Volt Plate | E
RP2-236 | Wiring Devices and Plates | 11.55 | 15% | 13.28 | 0.1 | GE Wiring Devices | St Stl 3 Switch 2G Low Volt Plate | E
RP2-232 | Wiring Devices and Plates | 7.24 | 15% | 8.33 | 0.1 | GE Wiring Devices | Ivory 3 Switch 2G Low Volt Plate | E
RP2-127 | Wiring Devices and Plates | 3.67 | 15% | 4.22 | 0.075 | GE Wiring Devices | White 2 Switch 1G Low Volt Plate | E
RP2-126 | Wiring Devices and Plates | 5.21 | 15% | 5.99 | 0.075 | GE Wiring Devices | St Stl 2 Switch 1G Low Volt Plate | E
RP2-122 | Wiring Devices and Plates | 3.67 | 15% | 4.22 | 0.075 | GE Wiring Devices | Ivory 2 Switch 1G Low Volt Plate | E
RP2-117 | Wiring Devices and Plates | 3.67 | 15% | 4.22 | 0.075 | GE Wiring Devices | White 1 Switch 1G Low Volt Plate | E
RP2-116 | Wiring Devices and Plates | 5.21 | 15% | 5.99 | 0.075 | GE Wiring Devices | St Stl 1 Switch 1G Low Volt Plate | E
RP2-112 | Wiring Devices and Plates | 3.67 | 15% | 4.22 | 0.075 | GE Wiring Devices | Ivory 1 Switch 1G Low Volt Plate | E
RNL06-10Z | Wiring Devices and Plates | 6.32 | 15% | 7.27 | 0.3125 | Leviton | SP Brown Rotary 600W Dimmer | E
RMS8 | Wiring Devices and Plates | 128.62 | 15% | 147.91 | 1.75 | GE Wiring Devices | 8 Relay Low Volt Master | E
RMS32 | Wiring Devices and Plates | 257.14 | 15% | 295.71 | 2.75 | GE Wiring Devices | 32 Relay Low Volt Master | E
RMS16 | Wiring Devices and Plates | 172.44 | 15% | 198.31 | 2.25 | GE Wiring Devices | 16 Relay Low Volt Master | E
RH-250-W | Wiring Devices and Plates | 43.86 | 15% | 50.44 | 0.5 | Watt Stopper | White Cnvrtbl MuiltiWay Occ Sensor | E
RH-250-LA | Wiring Devices and Plates | 43.86 | 15% | 50.44 | 0.5 | Watt Stopper | Lt Alm Cnvrtbl MuiltiWay Occ Sensor | E
RH-250-I | Wiring Devices and Plates | 43.86 | 15% | 50.44 | 0.5 | Watt Stopper | Ivory Cnvrtbl MuiltiWay Occ Sensor | E
RH-250-B | Wiring Devices and Plates | 43.86 | 15% | 50.44 | 0.5 | Watt Stopper | Black Cnvrtbl MuiltiWay Occ Sensor | E
RH-250-A | Wiring Devices and Plates | 43.86 | 15% | 50.44 | 0.5 | Watt Stopper | Almond Cnvrtbl MuiltiWay Occ Sensor | E
RFT 278EZ | Wiring Devices and Plates | 163.31 | 15% | 187.81 | 0.625 | GE Wiring Devices | 277V Xfmr Low Volt Frame | E
RFT 178EZ | Wiring Devices and Plates | 140.17 | 15% | 161.2 | 0.625 | GE Wiring Devices | 120V Xfmr Low Volt Frame | E
RF5I | Wiring Devices and Plates | 11.8 | 15% | 13.57 | 0.1875 | Hubbell | Ivory Slide Fan Control Dimmer | E
RDL06-10Z | Wiring Devices and Plates | 8.92 | 15% | 10.26 | 0.25 | Leviton | SP White Push On Rotary 600W Dimmer | E
RD-250-W | Wiring Devices and Plates | 27.3 | 15% | 31.4 | 0.5 | Watt Stopper | White Cnvrtbl Dimmable Occ Sensor | E
RD-250-LA | Wiring Devices and Plates | 27.3 | 15% | 31.4 | 0.5 | Watt Stopper | Lt Alm Cnvrtbl Dimmable Occ Sensor | E
RD-250-I | Wiring Devices and Plates | 27.3 | 15% | 31.4 | 0.5 | Watt Stopper | Ivory Cnvrtbl Dimmable Occ Sensor | E
RD-250-B | Wiring Devices and Plates | 27.3 | 15% | 31.4 | 0.5 | Watt Stopper | Black Cnvrtbl Dimmable Occ Sensor | E
RD-250-A | Wiring Devices and Plates | 27.3 | 15% | 31.4 | 0.5 | Watt Stopper | Almond Cnvrtbl Dimmable Occ Sensor | E
RBS 2 | Wiring Devices and Plates | 51.76 | 15% | 59.52 | 1.5 | GE Wiring Devices | 2 Frame Surface LV Relay Cabinet | E
RBS 1 | Wiring Devices and Plates | 49.66 | 15% | 57.11 | 1.25 | GE Wiring Devices | 1 Frame Surface LV Relay Cabinet | E
RBF 2 | Wiring Devices and Plates | 57.64 | 15% | 66.29 | 1.5 | GE Wiring Devices | 2 Frame Flush LV Relay Cabinet | E
RBF 1 | Wiring Devices and Plates | 55.37 | 15% | 63.68 | 1.25 | GE Wiring Devices | 1 Frame Flush LV Relay Cabinet | E
RB3EZ | Wiring Devices and Plates | 145.25 | 15% | 167.04 | 2.5 | GE Wiring Devices | 24 Relay Low Volt Cabinet | E
RB3-CSEZ | Wiring Devices and Plates | 75.25 | 15% | 86.54 | 0.1875 | GE Wiring Devices | Surface Low Volt Cabinet Cover | E
RB3-CFEZ | Wiring Devices and Plates | 75.25 | 15% | 86.54 | 0.1875 | GE Wiring Devices | Flush Low Volt Cabinet Cover | E
RA16 | Wiring Devices and Plates | 26.56 | 15% | 30.54 | 0.5 | GE Wiring Devices | Low Volt Rectifier | E
R63I | Wiring Devices and Plates | 6.67 | 15% | 7.67 | 0.3125 | Hubbell | 3W 600W Rotary Fan Control Dimmer | E
R61I | Wiring Devices and Plates | 7.6 | 15% | 8.74 | 0.25 | Hubbell | SP 600W Rotary Fan Control Dimmer | E
R603-PWV | Wiring Devices and Plates | 7.21 | 15% | 8.29 | 0.3125 | Pass & Seymour | 3W Wht 600W Rotary Dimmer | E
R603-PLAV | Wiring Devices and Plates | 7.21 | 15% | 8.29 | 0.3125 | Pass & Seymour | 3W Lt Alm 600W Rotary Dimmer | E
R600-WV | Wiring Devices and Plates | 4.5 | 15% | 5.18 | 0.25 | Pass & Seymour | SP Wht 600W Rotary Dimmer | E
R600-LAV | Wiring Devices and Plates | 4.5 | 15% | 5.18 | 0.25 | Pass & Seymour | SP Lt Alm 600W Rotary Dimmer | E
R2-32 | Wiring Devices and Plates | 4.2 | 15% | 4.83 | 0.1875 | GE Wiring Devices | Ivory Low Volt Switch | E
R1003-PIV | Wiring Devices and Plates | 62.58 | 15% | 71.97 | 0.3125 | Pass & Seymour | 3W Ivy 1000W Preset Rotary Dimmer | E
R1000-PWV | Wiring Devices and Plates | 52.24 | 15% | 60.08 | 0.25 | Pass & Seymour | SP Wht 1000W Preseet Rotary Dimmer | E
R1000-PIV | Wiring Devices and Plates | 52.24 | 15% | 60.08 | 0.25 | Pass & Seymour | SP Ivy 1000W Preset Rotary Dimmer | E
R1000-IV | Wiring Devices and Plates | 36.7 | 15% | 42.21 | 0.25 | Pass & Seymour | SP Ivy 1000W Rotary Dimmer | E
PWP120 | Wiring Devices and Plates | 39.56 | 15% | 45.49 | 0.5 | Pass & Seymour | Occupancy Sensor Controller | E
PW-311-W | Wiring Devices and Plates | 89.51 | 15% | 102.94 | 1 | Watt Stopper | Wht 0-10V Dimmer Auto Off 120/277V | E
PW-311-R | Wiring Devices and Plates | 89.51 | 15% | 102.94 | 1 | Watt Stopper | Red 0-10V Dimmer Auto Off 120/277V | E
PW-311-LA | Wiring Devices and Plates | 89.51 | 15% | 102.94 | 1 | Watt Stopper | LAlm 0-10V Dimmer Auto Off 120/277V | E
PW-311-I | Wiring Devices and Plates | 89.51 | 15% | 102.94 | 1 | Watt Stopper | Ivy 0-10V Dimmer Auto Off 120/277V | E
PW-311-G | Wiring Devices and Plates | 89.51 | 15% | 102.94 | 1 | Watt Stopper | Grey 0-10V Dimmer Auto Off 120/277V | E
PW-311-B | Wiring Devices and Plates | 89.51 | 15% | 102.94 | 1 | Watt Stopper | Blk 0-10V Dimmer Auto Off 120/277V | E
PW-203-W | Wiring Devices and Plates | 84.32 | 15% | 96.97 | 0.5 | Watt Stopper | White Multi-Way 2 Relay OcpSensor | E
PW-203-LA | Wiring Devices and Plates | 84.32 | 15% | 96.97 | 0.5 | Watt Stopper | Almond Multi-Way 2 Relay OcpSensor | E
PW-203-I | Wiring Devices and Plates | 84.32 | 15% | 96.97 | 0.5 | Watt Stopper | Ivory Multi-Way 2 Relay OcpSensor | E
PW-203-G | Wiring Devices and Plates | 84.32 | 15% | 96.97 | 0.5 | Watt Stopper | Gray Multi-Way 2 Relay OcpSensor | E
PW-203-B | Wiring Devices and Plates | 84.32 | 15% | 96.97 | 0.5 | Watt Stopper | Black Multi-Way 2 Relay OcpSensor | E
PW-200-W-U | Wiring Devices and Plates | 40.95 | 15% | 47.09 | 0.5 | Watt Stopper | White PIR Dual Relay OcpSensor | E
PW-200-W-FTA | Wiring Devices and Plates | 40.95 | 15% | 47.09 | 0.5 | Watt Stopper | White PIR Dual Relay OcpSensor | E
PW-200-W | Wiring Devices and Plates | 81.67 | 15% | 93.92 | 0.5 | Watt Stopper | White PIR Dual Relay OcpSensor | E
PW-200-LA | Wiring Devices and Plates | 81.67 | 15% | 93.92 | 0.5 | Watt Stopper | Almond PIR Dual Relay OcpSensor | E
PW-200-I-U | Wiring Devices and Plates | 40.95 | 15% | 47.09 | 0.5 | Watt Stopper | Ivory PIR Dual Relay OcpSensor | E
PW-200-I-FTA | Wiring Devices and Plates | 40.95 | 15% | 47.09 | 0.5 | Watt Stopper | Ivory PIR Dual Relay OcpSensor | E
PW-200-I | Wiring Devices and Plates | 81.67 | 15% | 93.92 | 0.5 | Watt Stopper | Ivory PIR Dual Relay OcpSensor | E
PW-200-G | Wiring Devices and Plates | 81.67 | 15% | 93.92 | 0.5 | Watt Stopper | Gray PIR Dual Relay OcpSensor | E
PW-200-B | Wiring Devices and Plates | 81.67 | 15% | 93.92 | 0.5 | Watt Stopper | Black PIR Dual Relay OcpSensor | E
PW-103N-W | Wiring Devices and Plates | 64.22 | 15% | 73.85 | 0.5 | Watt Stopper | White Nightlight Wall OcpSensor | E
PW-103N-LA | Wiring Devices and Plates | 64.22 | 15% | 73.85 | 0.5 | Watt Stopper | Almond Nightlight Wall OcpSensor | E
PW-103N-I | Wiring Devices and Plates | 64.22 | 15% | 73.85 | 0.5 | Watt Stopper | Ivory Nightlight Wall OcpSensor | E
PW-103N-G | Wiring Devices and Plates | 64.22 | 15% | 73.85 | 0.5 | Watt Stopper | Gray Nightlight Wall OcpSensor | E
PW-103N-B | Wiring Devices and Plates | 64.22 | 15% | 73.85 | 0.5 | Watt Stopper | Black Nightlight Wall OcpSensor | E
PW-101-W | Wiring Devices and Plates | 57.1 | 15% | 65.67 | 0.5 | Watt Stopper | White PIR Wall OcpSensor 3 Wire | E
PW-101-LA | Wiring Devices and Plates | 57.1 | 15% | 65.67 | 0.5 | Watt Stopper | Almond PIR Wall OcpSensor 3 Wire | E
PW-101-I | Wiring Devices and Plates | 57.1 | 15% | 65.67 | 0.5 | Watt Stopper | Ivory PIR Wall OcpSensor 3 Wire | E
PW-101-G | Wiring Devices and Plates | 57.1 | 15% | 65.67 | 0.5 | Watt Stopper | Gray PIR Wall OcpSensor 3 Wire | E
PW-101-B | Wiring Devices and Plates | 57.1 | 15% | 65.67 | 0.5 | Watt Stopper | Black PIR Wall OcpSensor 3 Wire | E
PW-100-W-U | Wiring Devices and Plates | 34.34 | 15% | 39.49 | 0.5 | Watt Stopper | White PIR Wall OcpSensor 2 Wire | E
PW-100-W-FTA | Wiring Devices and Plates | 36.75 | 15% | 42.26 | 0.5 | Watt Stopper | White PIR Wall OcpSensor 2 Wire | E
PW-100-W | Wiring Devices and Plates | 61.77 | 15% | 71.04 | 0.5 | Watt Stopper | White PIR Wall OcpSensor 2 Wire | E
PW-100-LA | Wiring Devices and Plates | 61.78 | 15% | 71.05 | 0.5 | Watt Stopper | Almond PIR Wall OcpSensor 2 Wire | E
PW-100-I-U | Wiring Devices and Plates | 36.75 | 15% | 42.26 | 0.5 | Watt Stopper | Ivory PIR Wall OcpSensor 2 Wire | E
PW-100-I-FTA | Wiring Devices and Plates | 36.75 | 15% | 42.26 | 0.5 | Watt Stopper | Ivory PIR Wall OcpSensor 2 Wire | E
PW-100-I | Wiring Devices and Plates | 61.78 | 15% | 71.05 | 0.5 | Watt Stopper | Ivory PIR Wall OcpSensor 2 Wire | E
PW-100-G | Wiring Devices and Plates | 61.78 | 15% | 71.05 | 0.5 | Watt Stopper | Gray PIR Wall OcpSensor 2 Wire | E
PW-100D-W | Wiring Devices and Plates | 75.98 | 15% | 87.38 | 1 | Watt Stopper | White Dimmer Auto Off 120/277V | E
PW-100D-LA | Wiring Devices and Plates | 75.98 | 15% | 87.38 | 1 | Watt Stopper | Lt/Almnd Dimmer Auto Off 120/277V | E
PW-100D-I | Wiring Devices and Plates | 75.98 | 15% | 87.38 | 1 | Watt Stopper | Ivory Dimmer Auto Off 120/277V | E
PW-100D-G | Wiring Devices and Plates | 75.98 | 15% | 87.38 | 1 | Watt Stopper | Gray Dimmer Auto Off 120/277V | E
PW-100D-B | Wiring Devices and Plates | 75.98 | 15% | 87.38 | 1 | Watt Stopper | Blac kDimmer Auto Off 120/277V | E
PW-100-B | Wiring Devices and Plates | 61.78 | 15% | 71.05 | 0.5 | Watt Stopper | Black PIR Wall OcpSensor 2 Wire | E
PW-100-24-W | Wiring Devices and Plates | 61.78 | 15% | 71.05 | 0.5 | Watt Stopper | White PIR Wall OcpSensor 24V | E
PW-100-24-LA | Wiring Devices and Plates | 61.78 | 15% | 71.05 | 0.5 | Watt Stopper | Almond PIR Wall OcpSensor 24V | E
PW-100-24-I | Wiring Devices and Plates | 61.78 | 15% | 71.05 | 0.5 | Watt Stopper | Ivory PIR Wall OcpSensor 24V | E
PW-100-24-G | Wiring Devices and Plates | 61.78 | 15% | 71.05 | 0.5 | Watt Stopper | Gray PIR Wall OcpSensor 24V | E
PW-100-24-B | Wiring Devices and Plates | 61.78 | 15% | 71.05 | 0.5 | Watt Stopper | Black PIR Wall OcpSensor 24V | E
PS30AC3-RPL | Wiring Devices and Plates | 17.54 | 15% | 20.17 | 0.25 | Pass & Seymour | 3W Red 30A Spec Pilot Light Switch | E
PS20AC4-KL | Wiring Devices and Plates | 41.25 | 15% | 47.44 | 0.3125 | Pass & Seymour | 4W 20A 2 Key Security Switch | E
PS20AC3-KL | Wiring Devices and Plates | 35.75 | 15% | 41.11 | 0.25 | Pass & Seymour | 3W 20A 2 Key Security Switch | E
PS20AC2-KL | Wiring Devices and Plates | 37.25 | 15% | 42.84 | 0.3125 | Pass & Seymour | DP 20A 2 Key Security Switch | E
PS20AC1-KL | Wiring Devices and Plates | 34 | 15% | 39.1 | 0.1875 | Pass & Seymour | SP 20A 2 Key Security Switch | E
PO8-GRY | Wiring Devices and Plates | 0.77 | 15% | 0.89 | 0.0625 | Pass & Seymour | 1G Dup Recp Gray Jumbo Line Plate | E
PO82-GRY | Wiring Devices and Plates | 1.55 | 15% | 1.78 | 0.075 | Pass & Seymour | 2G Dup Recp Gray Jumbo Line Plate | E
PO4-W | Wiring Devices and Plates | 3.39 | 15% | 3.9 | 0.15 | Pass & Seymour | 4G Switch White Jumbo Line Plate | E
PO4-I | Wiring Devices and Plates | 3.39 | 15% | 3.9 | 0.15 | Pass & Seymour | 4G Switch Ivory Jumbo Line Plate | E
PO4-GRY | Wiring Devices and Plates | 3.39 | 15% | 3.9 | 0.15 | Pass & Seymour | 4G Switch Gray Jumbo Line Plate | E
PO4 | Wiring Devices and Plates | 3.39 | 15% | 3.9 | 0.15 | Pass & Seymour | 4G Switch Brown Jumbo Line Plate | E
PO3-GRY | Wiring Devices and Plates | 2.21 | 15% | 2.54 | 0.125 | Pass & Seymour | 3G Switch Gray Jumbo Line Plate | E
PO38-W | Wiring Devices and Plates | 4.16 | 15% | 4.78 | 0.15 | Pass & Seymour | 4G 2 Sw&Dup White Jumbo Line Plate | E
PO38-I | Wiring Devices and Plates | 4.16 | 15% | 4.78 | 0.15 | Pass & Seymour | 4G 3 Sw&Dup Ivory Jumbo Line Plate | E
PO33-W | Wiring Devices and Plates | 2.97 | 15% | 3.42 | 0.125 | Pass & Seymour | 3G Blank White Jumbo Line Plate | E
PO33-I | Wiring Devices and Plates | 2.97 | 15% | 3.42 | 0.125 | Pass & Seymour | 3G Blank Ivory Jumbo Line Plate | E
PO2-GRY | Wiring Devices and Plates | 1.55 | 15% | 1.78 | 0.1 | Pass & Seymour | 2G Switch Gray Jumbo Line Plate | E
PO28-W | Wiring Devices and Plates | 2.97 | 15% | 3.42 | 0.125 | Pass & Seymour | 3G 2 Sw&Dup White Jumbo Line Plate | E
PO28-I | Wiring Devices and Plates | 2.97 | 15% | 3.42 | 0.125 | Pass & Seymour | 3G 2 Sw&Dup Ivory Jumbo Line Plate | E
PO28 | Wiring Devices and Plates | 2.97 | 15% | 3.42 | 0.125 | Pass & Seymour | 3G 2 Sw&Dup Brown Jumbo Line Plate | E
PO26-W | Wiring Devices and Plates | 0.6 | 15% | 0.69 | 0.075 | Pass & Seymour | 1G White Jumbo SIERRA Line Plate | E
PO26-I | Wiring Devices and Plates | 0.5 | 15% | 0.58 | 0.075 | Pass & Seymour | 1G Ivory Jumbo SIERRA Line Plate | E
PO26-GRY | Wiring Devices and Plates | 0.61 | 15% | 0.7 | 0.075 | Pass & Seymour | 1G Gray Jumbo SIERRA Line Plate | E
PO263-W | Wiring Devices and Plates | 2.38 | 15% | 2.74 | 0.125 | Pass & Seymour | 3G White Jumbo SIERRA Line Plate | E
PO263-I | Wiring Devices and Plates | 2.38 | 15% | 2.74 | 0.125 | Pass & Seymour | 3G Ivory Jumbo SIERRA Line Plate | E
PO263-GRY | Wiring Devices and Plates | 2.41 | 15% | 2.77 | 0.125 | Pass & Seymour | 3G Gray Jumbo SIERRA Line Plate | E
PO263 | Wiring Devices and Plates | 2.38 | 15% | 2.74 | 0.125 | Pass & Seymour | 3G Brown Jumbo SIERRA Line Plate | E
PO262-W | Wiring Devices and Plates | 1.21 | 15% | 1.39 | 0.1 | Pass & Seymour | 2G White Jumbo SIERRA Line Plate | E
PO262-I | Wiring Devices and Plates | 1.21 | 15% | 1.39 | 0.1 | Pass & Seymour | 2G Ivory Jumbo SIERRA Line Plate | E
PO262 | Wiring Devices and Plates | 1.21 | 15% | 1.39 | 0.1 | Pass & Seymour | 2G Brown Jumbo SIERRA Line Plate | E
PO26 | Wiring Devices and Plates | 0.6 | 15% | 0.69 | 0.075 | Pass & Seymour | 1G Brown Jumbo SIERRA Line Plate | E
PO23-W | Wiring Devices and Plates | 1.58 | 15% | 1.82 | 0.1 | Pass & Seymour | 2G Blank White Jumbo Line Plate | E
PO23-I | Wiring Devices and Plates | 1.58 | 15% | 1.82 | 0.1 | Pass & Seymour | 2G Blank Ivory Jumbo Line Plate | E
PO1-GRY | Wiring Devices and Plates | 0.77 | 15% | 0.89 | 0.075 | Pass & Seymour | 1G Switch Gray Jumbo Line Plate | E
PO18-GRY | Wiring Devices and Plates | 1.55 | 15% | 1.78 | 0.1 | Pass & Seymour | 2G Sw&Dup Gray Jumbo Line Plate | E
PO13-GRY | Wiring Devices and Plates | 0.84 | 15% | 0.97 | 0.075 | Pass & Seymour | 1G Blank Gray Jumbo Line Plate | E
PJ8YMEV | Wiring Devices and Plates | 4.08 | 15% | 4.69 | 0.0625 | Arrow Hart | 1G Vert Dup Ylw EMRGNCY Nylon Plate | E
PJ8YMEH | Wiring Devices and Plates | 4.08 | 15% | 4.69 | 0.0625 | Arrow Hart | 1G Horz Dup Ylw EMRGNCY Nylon Plate | E
PJ8R | Wiring Devices and Plates | 0.31 | 15% | 0.36 | 0.0625 | Hubbell | 1G Dup Recp Red Midway Plate | E
PJ8I | Wiring Devices and Plates | 2.57 | 15% | 2.96 | 0.0625 | Arrow Hart | 1G Dup Recp Ivory Hospital Plate | E
PJ8-GRY | Wiring Devices and Plates | 0.61 | 15% | 0.7 | 0.0625 | Pass & Seymour | 1G Dup Rec Gry Jr Jumbo Line Plate | E
PJ8CO | Wiring Devices and Plates | 2.46 | 15% | 2.83 | 0.1 | Arrow Hart | 2G Duplex Orange Computer Plate | E
PJ82X | Wiring Devices and Plates | 0.56 | 15% | 0.64 | 0.0625 | Hubbell | 1G Dup Recp Brown Hospital Plate | E
PJ82R | Wiring Devices and Plates | 0.62 | 15% | 0.71 | 0.075 | Hubbell | 2G Dup Recp Red Midway Plate | E
PJ82I | Wiring Devices and Plates | 4.94 | 15% | 5.68 | 0.075 | Arrow Hart | 2G Dup Recp Ivory Hospital Plate | E
PJ82-GRY | Wiring Devices and Plates | 1.23 | 15% | 1.41 | 0.075 | Pass & Seymour | 2G Dup Rec Gry Jr Jumbo Line Plate | E
PJ82 | Wiring Devices and Plates | 4.94 | 15% | 5.68 | 0.075 | Arrow Hart | 2G Dup Recp Brown Hospital Plate | E
PJ7X | Wiring Devices and Plates | 0.43 | 15% | 0.49 | 0.075 | Hubbell | 1G Sgl Recp Brown Oversize Plate | E
PJ7-W | Wiring Devices and Plates | 0.67 | 15% | 0.77 | 0.075 | Pass & Seymour | 1G Sgl Rec Wht Jr Jumbo Line Plate | E
PJ7W | Wiring Devices and Plates | 0.25 | 15% | 0.29 | 0.075 | Hubbell | 1G Sgl Recp White Midway Plate | E
PJ7R | Wiring Devices and Plates | 0.31 | 15% | 0.36 | 0.075 | Hubbell | 1G Sgl Recp Red Midway Plate | E
PJ7-I | Wiring Devices and Plates | 0.48 | 15% | 0.55 | 0.075 | Pass & Seymour | 1G Sgl Rec Ivy Jr Jumbo Line Plate | E
PJ7CO | Wiring Devices and Plates | 0.45 | 15% | 0.52 | 0.0625 | Hubbell | Single Orange Computer Plate | E
PJ7C | Wiring Devices and Plates | 2.62 | 15% | 3.01 | 0.075 | Hubbell | Single Ivory Computer Plate | E
PJ7 | Wiring Devices and Plates | 0.26 | 15% | 0.3 | 0.075 | Hubbell | 1G Sgl Recp Ivory Midway Plate | E
PJ3-GRY | Wiring Devices and Plates | 1.73 | 15% | 1.99 | 0.125 | Pass & Seymour | 3G Switch Gry Jr Jumbo Line Plate | E
PJ2YME | Wiring Devices and Plates | 4.94 | 15% | 5.68 | 0.1 | Arrow Hart | 2G Sw Ylw EMERGENCY Nylon Plate | E
PJ2X | Wiring Devices and Plates | 0.65 | 15% | 0.75 | 0.1 | Hubbell | 2G Switch Brown Hospital Plate | E
PJ2RME | Wiring Devices and Plates | 2.67 | 15% | 3.07 | 0.1 | Hubbell | 2G Sw Red EMERGENCY Nylon Plate | E
PJ2R | Wiring Devices and Plates | 0.62 | 15% | 0.71 | 0.1 | Hubbell | 2G Switch Red Midway Plate | E
PJ2I | Wiring Devices and Plates | 4.94 | 15% | 5.68 | 0.1 | Arrow Hart | 2G Switch Ivory Hospital Plate | E
PJ2-GRY | Wiring Devices and Plates | 0.87 | 15% | 1 | 0.1 | Pass & Seymour | 2G Switch Gry Jr Jumbo Line Plate | E
PJ26X | Wiring Devices and Plates | 0.27 | 15% | 0.31 | 0.1 | Hubbell | Brown Nylon GFI Plate | E
PJ26-W | Wiring Devices and Plates | 0.47 | 15% | 0.54 | 0.075 | Pass & Seymour | 1G White SIERRA Jr Jumbo Line Plate | E
PJ26R | Wiring Devices and Plates | 0.29 | 15% | 0.33 | 0.1 | Hubbell | Red Nylon GFI Plate | E
PJ26-I | Wiring Devices and Plates | 0.47 | 15% | 0.54 | 0.075 | Pass & Seymour | 1G Ivory SIERRA Jr Jumbo Line Plate | E
PJ26-GRY | Wiring Devices and Plates | 0.47 | 15% | 0.54 | 0.075 | Pass & Seymour | 1G Gray SIERRA Jr Jumbo Line Plate | E
PJ26G | Wiring Devices and Plates | 0.29 | 15% | 0.33 | 0.1 | Hubbell | Gray Nylon GFI Plate | E
PJ26CO | Wiring Devices and Plates | 2.46 | 15% | 2.83 | 0.075 | Arrow Hart | Decorator Orange Computer Plate | E
PJ263-W | Wiring Devices and Plates | 1.4 | 15% | 1.61 | 0.125 | Pass & Seymour | 3G White SIERRA Jr Jumbo Line Plate | E
PJ263-I | Wiring Devices and Plates | 1.4 | 15% | 1.61 | 0.125 | Pass & Seymour | 3G Ivory SIERRA Jr Jumbo Line Plate | E
PJ262-W | Wiring Devices and Plates | 0.93 | 15% | 1.07 | 0.1 | Pass & Seymour | 2G White SIERRA Jr Jumbo Line Plate | E
PJ262-I | Wiring Devices and Plates | 0.93 | 15% | 1.07 | 0.1 | Pass & Seymour | 2G Ivory SIERRA Jr Jumbo Line Plate | E
PJ262-GRY | Wiring Devices and Plates | 0.93 | 15% | 1.07 | 0.1 | Pass & Seymour | 2G Gray SIERRA Jr Jumbo Line Plate | E
PJ26 | Wiring Devices and Plates | 0.27 | 15% | 0.31 | 0.1 | Hubbell | Ivory Nylon GFI Plate | E
PJ226X | Wiring Devices and Plates | 0.94 | 15% | 1.08 | 0.125 | Hubbell | 3G 2 Sw&GFI Brown Oversize Plate | E
PJ226 | Wiring Devices and Plates | 1.36 | 15% | 1.56 | 0.125 | Hubbell | 3G 2 Sw&GFI Ivory Midway Plate | E
PJ216X | Wiring Devices and Plates | 7.21 | 15% | 8.29 | 0.075 | Hubbell | 1G Mod Phone Brown Oversize Plate | E
PJ216 | Wiring Devices and Plates | 7.21 | 15% | 8.29 | 0.075 | Hubbell | 1G Mod Phone Ivory Midway Plate | E
PJ212W | Wiring Devices and Plates | 1.75 | 15% | 2.01 | 0.075 | Hubbell | 1G TV White Midway Plate | E
PJ212 | Wiring Devices and Plates | 1.75 | 15% | 2.01 | 0.075 | Hubbell | 1G TV Ivory Midway Plate | E
PJ211W | Wiring Devices and Plates | 0.58 | 15% | 0.67 | 0.075 | Hubbell | 1G Cable TV White Midway Plate | E
PJ211 | Wiring Devices and Plates | 0.58 | 15% | 0.67 | 0.075 | Hubbell | 1G Cable TV Ivory Midway Plate | E
PJ1YME | Wiring Devices and Plates | 4.08 | 15% | 4.69 | 0.075 | Arrow Hart | 1G Sw Ylw EMERGENCY Nylon Plate | E
PJ1R | Wiring Devices and Plates | 0.31 | 15% | 0.36 | 0.075 | Hubbell | 1G Switch Red Midway Plate | E
PJ1I | Wiring Devices and Plates | 3.1 | 15% | 3.57 | 0.075 | Arrow Hart | 1G Switch Ivory Hospital Plate | E
PJ1-GRY | Wiring Devices and Plates | 0.61 | 15% | 0.7 | 0.075 | Pass & Seymour | 1G Switch Gry Jr Jumbo Line Plate | E
PJ18R | Wiring Devices and Plates | 0.31 | 15% | 0.36 | 0.0875 | Hubbell | 2G Sgl Recp Red Midway Plate | E
PJ13X | Wiring Devices and Plates | 0.43 | 15% | 0.49 | 0.075 | Hubbell | 1G Blank Brown Oversize Plate | E
PJ13W | Wiring Devices and Plates | 0.28 | 15% | 0.32 | 0.075 | Hubbell | 1G Blank White Midway Plate | E
PJ1 | Wiring Devices and Plates | 2.4 | 15% | 2.76 | 0.075 | Arrow Hart | 1G Switch Brown Hospital Plate | E
P8X | Wiring Devices and Plates | 0.22 | 15% | 0.25 | 0.1 | Hubbell | Brown 20A 3-4p Duplex Recpt Plate | E
P8W | Wiring Devices and Plates | 0.24 | 15% | 0.28 | 0.1 | Hubbell | White 20A 3-4p Duplex Recpt Plate | E
P8-RED | Wiring Devices and Plates | 0.33 | 15% | 0.38 | 0.0625 | Pass & Seymour | 1G Dup Recp Red Line Pls Plate | E
P8R | Wiring Devices and Plates | 0.22 | 15% | 0.25 | 0.1 | Hubbell | Red 20A 3-4p Duplex Recpt Plate | E
P8G | Wiring Devices and Plates | 0.22 | 15% | 0.25 | 0.1 | Hubbell | Gray 20A 3-4p Duplex Recpt Plate | E
P8-BK | Wiring Devices and Plates | 0.41 | 15% | 0.47 | 0.0625 | Pass & Seymour | 1G Dup Recp Black Line Pls Plate | E
P8B | Wiring Devices and Plates | 0.22 | 15% | 0.25 | 0.1 | Hubbell | Black 20A 3-4p Duplex Recpt Plate | E
P84-GRY | Wiring Devices and Plates | 5.59 | 15% | 6.43 | 0.125 | Pass & Seymour | 4G Dup Recp Gray Line Pls Plate | E
P83-GRY | Wiring Devices and Plates | 2.23 | 15% | 2.56 | 0.1 | Pass & Seymour | 3G Dup Recp Gray Line Pls Plate | E
P82-RED | Wiring Devices and Plates | 0.89 | 15% | 1.02 | 0.075 | Pass & Seymour | 2G Dup Recp Red Line Pls Plate | E
P82-BK | Wiring Devices and Plates | 0.89 | 15% | 1.02 | 0.075 | Pass & Seymour | 2G Dup Recp Black Line Pls Plate | E
P826-GRY | Wiring Devices and Plates | 1.4 | 15% | 1.61 | 0.0875 | Pass & Seymour | 2G Dup&GFI Gray Line Pls Plate | E
P8 | Wiring Devices and Plates | 0.22 | 15% | 0.25 | 0.1 | Hubbell | Ivory 20A 3-4p Duplex Recpt Plate | E
P7X | Wiring Devices and Plates | 0.22 | 15% | 0.25 | 0.1 | Hubbell | Brown 20A 3-4p Single Recpt Plate | E
P7W | Wiring Devices and Plates | 0.22 | 15% | 0.25 | 0.1 | Hubbell | White 20A 3-4p Single Recpt Plate | E
P7RED | Wiring Devices and Plates | 0.25 | 15% | 0.29 | 0.075 | Arrow Hart | 1G Sgl Recp Smooth Pls Red Plate | E
P7R | Wiring Devices and Plates | 0.22 | 15% | 0.25 | 0.1 | Hubbell | Red 20A 3-4p Single Recpt Plate | E
P7G | Wiring Devices and Plates | 0.22 | 15% | 0.25 | 0.1 | Hubbell | Gray 20A 3-4p Single Recpt Plate | E
P7B | Wiring Devices and Plates | 0.28 | 15% | 0.32 | 0.1 | Hubbell | Plastic 20A 3p3w Recpt Plate | E
P78X | Wiring Devices and Plates | 0.92 | 15% | 1.06 | 0.1 | Hubbell | 2G Sgl&Dup Smooth Nylon Brn Plate | E
P78W | Wiring Devices and Plates | 0.93 | 15% | 1.07 | 0.1 | Hubbell | 2G Sgl&Dup Smooth Nylon Wht Plate | E
P78-GRY | Wiring Devices and Plates | 4.55 | 15% | 5.23 | 0.0875 | Pass & Seymour | 2G Sgl&Dup Recp Gray Line Pls Plate | E
P78G | Wiring Devices and Plates | 0.93 | 15% | 1.07 | 0.1 | Hubbell | 2G Sgl&Dup Smooth Nylon Gry Plate | E
P782-W | Wiring Devices and Plates | 4.88 | 15% | 5.61 | 0.125 | Pass & Seymour | 3G 2 Dup&Sgl White Line Pls Plate | E
P782-I | Wiring Devices and Plates | 4.88 | 15% | 5.61 | 0.125 | Pass & Seymour | 3G 2 Dup&Sgl Ivory Line Pls Plate | E
P78 | Wiring Devices and Plates | 0.85 | 15% | 0.98 | 0.1 | Hubbell | 2G Sgl&Dup Smooth Nylon Ivy Plate | E
P72-GRY | Wiring Devices and Plates | 2.56 | 15% | 2.94 | 0.1 | Pass & Seymour | 2G Sgl Recp Gray Line Pls Plate | E
P721-W | Wiring Devices and Plates | 1.53 | 15% | 1.76 | 0.075 | Pass & Seymour | 1G 1-19/32 Rec White Line Pls Plate | E
P721-I | Wiring Devices and Plates | 1.53 | 15% | 1.76 | 0.075 | Pass & Seymour | 1G 1-19/32 Rec Ivory Line Pls Plate | E
P721-GRY | Wiring Devices and Plates | 1.62 | 15% | 1.86 | 0.075 | Pass & Seymour | 1G 1-19/32 Recp Gray Line Pls Plate | E
P721 | Wiring Devices and Plates | 1.53 | 15% | 1.76 | 0.075 | Pass & Seymour | 1G 1-19/32 Rec Brown Line Pls Plate | E
P720-W | Wiring Devices and Plates | 1.62 | 15% | 1.86 | 0.075 | Pass & Seymour | 1G 1-9/16 Rec White Line Pls Plate | E
P720-I | Wiring Devices and Plates | 1.62 | 15% | 1.86 | 0.075 | Pass & Seymour | 1G 1-9/16 Rec Ivory Line Pls Plate | E
P720-GRY | Wiring Devices and Plates | 1.62 | 15% | 1.86 | 0.075 | Pass & Seymour | 1G 1-9/16 Recp Gray Line Pls Plate | E
P720 | Wiring Devices and Plates | 1.62 | 15% | 1.86 | 0.075 | Pass & Seymour | 1G 1-9/16 Rec Brown Line Pls Plate | E
P703-W | Wiring Devices and Plates | 2.92 | 15% | 3.36 | 0.1 | Pass & Seymour | 1G 2-1/8 Rec White Line Pls Plate | E
P703-I | Wiring Devices and Plates | 2.43 | 15% | 2.79 | 0.1 | Pass & Seymour | 1G 2-1/8 Rec Ivory Line Pls Plate | E
P703B | Wiring Devices and Plates | 1.16 | 15% | 1.33 | 0.1 | Hubbell | Plastic 30A-3w Recpt Plate | E
P703 | Wiring Devices and Plates | 2.92 | 15% | 3.36 | 0.1 | Pass & Seymour | 1G 2-1/8 Rec Brown Line Pls Plate | E
P701-W | Wiring Devices and Plates | 3.14 | 15% | 3.61 | 0.1 | Pass & Seymour | 1G 2-3/8 Rec White Line Pls Plate | E
P701-I | Wiring Devices and Plates | 3.14 | 15% | 3.61 | 0.1 | Pass & Seymour | 1G 2-3/8 Rec Ivory Line Pls Plate | E
P701-GRY | Wiring Devices and Plates | 3.14 | 15% | 3.61 | 0.1 | Pass & Seymour | 1G 2-3/8 Recp Gray Line Pls Plate | E
P701 | Wiring Devices and Plates | 3.14 | 15% | 3.61 | 0.1 | Pass & Seymour | 1G 2-3/8 Rec Brown Line Pls Plate | E
P7 | Wiring Devices and Plates | 0.22 | 15% | 0.25 | 0.1 | Hubbell | Ivory 20A 3-4p Single Recpt Plate | E
P6W | Wiring Devices and Plates | 3.05 | 15% | 3.51 | 0.2 | Hubbell | 6G Switch Smooth Nylon Wht Plate | E
P6-GRY | Wiring Devices and Plates | 6.66 | 15% | 7.66 | 0.2 | Pass & Seymour | 6G Switch Gray Line Pls Plate | E
P6GRY | Wiring Devices and Plates | 2.31 | 15% | 2.66 | 0.2 | Arrow Hart | 6G Switch Smooth Pls Gry Plate | E
P6G | Wiring Devices and Plates | 3.05 | 15% | 3.51 | 0.2 | Hubbell | 6G Switch Smooth Nylon Gry Plate | E
P6 | Wiring Devices and Plates | 3.05 | 15% | 3.51 | 0.2 | Hubbell | 6G Switch Smooth Nylon Ivy Plate | E
P5W | Wiring Devices and Plates | 2.6 | 15% | 2.99 | 0.175 | Hubbell | 5G Switch Smooth Nylon Wht Plate | E
P5-GRY | Wiring Devices and Plates | 5.59 | 15% | 6.43 | 0.175 | Pass & Seymour | 5G Switch Gray Line Pls Plate | E
P5GRY | Wiring Devices and Plates | 1.98 | 15% | 2.28 | 0.175 | Arrow Hart | 5G Switch Smooth Pls Gry Plate | E
P5G | Wiring Devices and Plates | 2.6 | 15% | 2.99 | 0.175 | Hubbell | 5G Switch Smooth Nylon Gry Plate | E
P5 | Wiring Devices and Plates | 2.6 | 15% | 2.99 | 0.175 | Hubbell | 5G Switch Smooth Nylon Ivy Plate | E
P4-GRY | Wiring Devices and Plates | 1.51 | 15% | 1.74 | 0.15 | Pass & Seymour | 4G Switch Gray Line Pls Plate | E
P48-W | Wiring Devices and Plates | 6.02 | 15% | 6.92 | 0.1875 | Leviton | 5G 4 Sw&Dup Smooth Pls Wht Plate | E
P48-I | Wiring Devices and Plates | 6.02 | 15% | 6.92 | 0.1875 | Leviton | 5G 4 Sw&Dup Smooth Pls Ivy Plate | E
P43-GRY | Wiring Devices and Plates | 4.84 | 15% | 5.57 | 0.15 | Pass & Seymour | 4G Blank Gray Line Pls Plate | E
P3-RED | Wiring Devices and Plates | 0.94 | 15% | 1.08 | 0.125 | Pass & Seymour | 3G Switch Red Line Pls Plate | E
P3-GRY | Wiring Devices and Plates | 0.57 | 15% | 0.66 | 0.125 | Pass & Seymour | 3G Switch Gray Line Pls Plate | E
P3-BK | Wiring Devices and Plates | 1.34 | 15% | 1.54 | 0.125 | Pass & Seymour | 3G Switch Black Line Pls Plate | E
P38-W | Wiring Devices and Plates | 4.41 | 15% | 5.07 | 0.15 | Pass & Seymour | 4G 3 Sw&Dup White Line Pls Plate | E
P38-I | Wiring Devices and Plates | 4.41 | 15% | 5.07 | 0.15 | Pass & Seymour | 4G 3 Sw&Dup Ivory Line Pls Plate | E
P38-GRY | Wiring Devices and Plates | 4.73 | 15% | 5.44 | 0.15 | Pass & Seymour | 4G 3 Sw&Dup Rec Gray Line Pls Plate | E
P38 | Wiring Devices and Plates | 4.41 | 15% | 5.07 | 0.15 | Pass & Seymour | 4G 3 Sw&Dup Brown Line Pls Plate | E
P33-GRY | Wiring Devices and Plates | 2.56 | 15% | 2.94 | 0.125 | Pass & Seymour | 3G Blank Gray Line Pls Plate | E
P326-GRY | Wiring Devices and Plates | 4.69 | 15% | 5.39 | 0.15 | Pass & Seymour | 4G 3 Sw&GFI Gray Line Pls Plate | E
P326 | Wiring Devices and Plates | 4.66 | 15% | 5.36 | 0.15 | Pass & Seymour | 4G 3 Sw&GFI Brown Line Pls Plate | E
P2-RED | Wiring Devices and Plates | 0.83 | 15% | 0.95 | 0.1 | Pass & Seymour | 2G Switch Red Line Pls Plate | E
P2-GRY | Wiring Devices and Plates | 0.38 | 15% | 0.44 | 0.1 | Pass & Seymour | 2G Switch Gray Line Pls Plate | E
P2-BK | Wiring Devices and Plates | 0.83 | 15% | 0.95 | 0.1 | Pass & Seymour | 2G Switch Black Line Pls Plate | E
P26-RED | Wiring Devices and Plates | 0.58 | 15% | 0.67 | 0.075 | Pass & Seymour | 1G Red Line SIERRAPLEX Plate | E
P26RED | Wiring Devices and Plates | 0.31 | 15% | 0.36 | 0.075 | Arrow Hart | 1G Red Decorator Plate | E
P265-RED | Wiring Devices and Plates | 9.04 | 15% | 10.4 | 0.175 | Pass & Seymour | 5G Red Line SIERRAPLEX Plate | E
P264-RED | Wiring Devices and Plates | 5.54 | 15% | 6.37 | 0.15 | Pass & Seymour | 4G Red Line SIERRAPLEX Plate | E
P263-RED | Wiring Devices and Plates | 2.84 | 15% | 3.27 | 0.125 | Pass & Seymour | 3G Red Line SIERRAPLEX Plate | E
P262-RED | Wiring Devices and Plates | 1.38 | 15% | 1.59 | 0.1 | Pass & Seymour | 2G Red Line SIERRAPLEX Plate | E
P24-RED | Wiring Devices and Plates | 2.09 | 15% | 2.4 | 0.1 | Pass & Seymour | 2G Blank Red Line Pls Plate | E
P24R | Wiring Devices and Plates | 0.43 | 15% | 0.49 | 0.1 | Hubbell | 2G Blank Smooth Nylon Red Plate | E
P24-BK | Wiring Devices and Plates | 2.09 | 15% | 2.4 | 0.1 | Pass & Seymour | 2G Blank Black Line Pls Plate | E
P2262-W | Wiring Devices and Plates | 4.29 | 15% | 4.93 | 0.15 | Leviton | 4G 2 Sw&GFI Smooth Pls Wht Plate | E
P2262-I | Wiring Devices and Plates | 4.29 | 15% | 4.93 | 0.15 | Leviton | 4G 3 Sw&GFI Smooth Pls Ivy Plate | E
P1-RED | Wiring Devices and Plates | 0.41 | 15% | 0.47 | 0.075 | Pass & Seymour | 1G Switch Red Line Pls Plate | E
P1-GRY | Wiring Devices and Plates | 0.19 | 15% | 0.22 | 0.075 | Pass & Seymour | 1G Switch Gray Line Pls Plate | E
P1-BK | Wiring Devices and Plates | 0.41 | 15% | 0.47 | 0.075 | Pass & Seymour | 1G Switch Black Line Pls Plate | E
P18-RED | Wiring Devices and Plates | 0.89 | 15% | 1.02 | 0.0875 | Pass & Seymour | 2G Sw&Dup Recp Red Line Pls Plate | E
P18-BK | Wiring Devices and Plates | 0.89 | 15% | 1.02 | 0.0875 | Pass & Seymour | 2G Sw&Dup Recp Black Line Pls Plate | E
P182-GRY | Wiring Devices and Plates | 4.74 | 15% | 5.45 | 0.125 | Pass & Seymour | 3G 2 Dup&Sw Gray Line Pls Plate | E
P17-GRY | Wiring Devices and Plates | 1.32 | 15% | 1.52 | 0.0875 | Pass & Seymour | 2G Sw&Sgl Recp Gray Line Pls Plate | E
P14-RED | Wiring Devices and Plates | 1.05 | 15% | 1.21 | 0.075 | Pass & Seymour | 1G Blank Red Line Pls Plate | E
P14-BK | Wiring Devices and Plates | 1.05 | 15% | 1.21 | 0.075 | Pass & Seymour | 1G Blank Black Line Pls Plate | E
P148-GRY | Wiring Devices and Plates | 3.1 | 15% | 3.57 | 0.0875 | Pass & Seymour | 2G Dup&Blank Gray Line Pls Plate | E
P1426-I | Wiring Devices and Plates | 2.87 | 15% | 3.3 | 0.1 | Pass & Seymour | 2G GFI&Blank Ivory Line Pls Plate | E
P1426-GRY | Wiring Devices and Plates | 2.87 | 15% | 3.3 | 0.1 | Pass & Seymour | 2G GFI&Blank Gray Line Pls Plate | E
P1426 | Wiring Devices and Plates | 2.87 | 15% | 3.3 | 0.1 | Pass & Seymour | 2G GFI&Blank Brown Line Pls Plate | E
P12X | Wiring Devices and Plates | 0.21 | 15% | 0.24 | 0.075 | Hubbell | 1G Phone Smooth Nylon Brn Plate | E
P12W | Wiring Devices and Plates | 0.21 | 15% | 0.24 | 0.075 | Hubbell | 1G Phone Smooth Nylon Wht Plate | E
P12G | Wiring Devices and Plates | 0.21 | 15% | 0.24 | 0.075 | Hubbell | 1G Phone Smooth Nylon Gry Plate | E
P12B | Wiring Devices and Plates | 0.24 | 15% | 0.28 | 0.075 | Hubbell | 1G Phone Smooth Nylon Blk Plate | E
P128-GRY | Wiring Devices and Plates | 2.91 | 15% | 3.35 | 0.0875 | Pass & Seymour | 2G Dup&Phone Gray Line Pls Plate | E
P126-RED | Wiring Devices and Plates | 1.52 | 15% | 1.75 | 0.1 | Pass & Seymour | 2G Sw&GFI Recp Red Line Pls Plate | E
P126-BK | Wiring Devices and Plates | 1.52 | 15% | 1.75 | 0.1 | Pass & Seymour | 2G Sw&GFI Recp Black Line Pls Plate | E
P12 | Wiring Devices and Plates | 0.47 | 15% | 0.54 | 0.075 | Hubbell | 1G Phone Smooth Nylon Ivy Plate | E
P11GRY | Wiring Devices and Plates | 0.31 | 15% | 0.36 | 0.075 | Arrow Hart | 1G Phone Smooth Pls Gry Plate | E
OSC3000-W | Wiring Devices and Plates | 68.23 | 15% | 78.46 | 0.25 | Pass & Seymour | 1200W Fluor Occupancy Sensor 277V | E
OSC3000-I | Wiring Devices and Plates | 68.23 | 15% | 78.46 | 0.25 | Pass & Seymour | 600W Fluor Occupancy Sensor 120V | E
OSC3000-GRY | Wiring Devices and Plates | 68.23 | 15% | 78.46 | 0.25 | Pass & Seymour | 600W Incand Occupancy Sensor | E
OSC1010 | Wiring Devices and Plates | 24.98 | 15% | 28.73 | 0.25 | Pass & Seymour | Occupancy Sensor Mounting Bracket | E
NPJ8RMEV | Wiring Devices and Plates | 2.14 | 15% | 2.46 | 0.0625 | Hubbell | 2G Vert Dup Red EMRGNCY Nylon Plate | E
NPJ8CO | Wiring Devices and Plates | 2.33 | 15% | 2.68 | 0.075 | Hubbell | Duplex Orange Computer Plate | E
NPJ8C | Wiring Devices and Plates | 1.68 | 15% | 1.93 | 0.0625 | Hubbell | Duplex Ivory Computer Plate | E
NPJ8BL | Wiring Devices and Plates | 0.4 | 15% | 0.46 | 0.075 | Hubbell | Duplex Blue Surge Recp Plate | E
NPJ82RMEV | Wiring Devices and Plates | 3.53 | 15% | 4.06 | 0.0625 | Hubbell | 2G Horz Dup Red EMRGNCY Nylon Plate | E
NPJ7I | Wiring Devices and Plates | 0.48 | 15% | 0.55 | 0.0625 | Hubbell | Single Ivory Surge Recp Plate | E
NPJ26R | Wiring Devices and Plates | 0.37 | 15% | 0.43 | 0.075 | Hubbell | 1G Red Oversize GFI & STYLE Plate | E
NPJ26I | Wiring Devices and Plates | 0.4 | 15% | 0.46 | 0.075 | Hubbell | Duplex Ivory Surge Recp Plate | E
NPJ26CBL | Wiring Devices and Plates | 2.49 | 15% | 2.86 | 0.075 | Hubbell | Modular Blue Computer Plate | E
NPJ26C | Wiring Devices and Plates | 1.79 | 15% | 2.06 | 0.075 | Hubbell | Modular Ivory Computer Plate | E
NPJ1RME | Wiring Devices and Plates | 3.83 | 15% | 4.4 | 0.075 | Hubbell | 1G Sw Red EMERGENCY Nylon Plate | E
NP82R | Wiring Devices and Plates | 0.58 | 15% | 0.67 | 0.1 | Hubbell | 2G Blank Smooth Nylon Red Plate | E
NP7OIG | Wiring Devices and Plates | 1.53 | 15% | 1.76 | 0.075 | Hubbell | 1G Sgl Recp Orange IG Nylon Plate | E
NP78I | Wiring Devices and Plates | 0.75 | 15% | 0.86 | 0.1 | Hubbell | 2G Sgl&Dup Smooth Nylon Ivy Plate | E
NP78GY | Wiring Devices and Plates | 0.72 | 15% | 0.83 | 0.1 | Hubbell | 2G Sgl&Dup Smooth Nylon Gry Plate | E
NP78 | Wiring Devices and Plates | 0.75 | 15% | 0.86 | 0.1 | Hubbell | 2G Sgl&Dup Smooth Nylon Brn Plate | E
NP720OIG | Wiring Devices and Plates | 1.37 | 15% | 1.58 | 0.075 | Hubbell | 20A Tw Lock Orange IG Nylon Plate | E
NP703I | Wiring Devices and Plates | 0.75 | 15% | 0.86 | 0.1 | Hubbell | 2G 2.12 Recp Smooth Nylon Ivy Plate | E
NP6I | Wiring Devices and Plates | 2.21 | 15% | 2.54 | 0.2 | Hubbell | 6G Switch Smooth Nylon Ivy Plate | E
NP6GY | Wiring Devices and Plates | 2.21 | 15% | 2.54 | 0.2 | Hubbell | 6G Switch Smooth Nylon Gry Plate | E
NP6 | Wiring Devices and Plates | 3.05 | 15% | 3.51 | 0.2 | Hubbell | 6G Switch Smooth Nylon Brn Plate | E
NP5GY | Wiring Devices and Plates | 2.03 | 15% | 2.33 | 0.175 | Hubbell | 5G Switch Smooth Nylon Gry Plate | E
NP5 | Wiring Devices and Plates | 4.38 | 15% | 5.04 | 0.175 | Hubbell | 5G Switch Smooth Nylon Brn Plate | E
NP26AL | Wiring Devices and Plates | 0.26 | 15% | 0.3 | 0.075 | Hubbell | 1G Almond DECORA Plate | E
NP264AL | Wiring Devices and Plates | 1.03 | 15% | 1.18 | 0.15 | Hubbell | 4G Almond DECORA Plate | E
NP263AL | Wiring Devices and Plates | 0.75 | 15% | 0.86 | 0.125 | Hubbell | 3G Almond DECORA Plate | E
NP262AL | Wiring Devices and Plates | 0.5 | 15% | 0.58 | 0.1 | Hubbell | 2G Almond DECORA Plate | E
NP18R | Wiring Devices and Plates | 0.72 | 15% | 0.83 | 0.0875 | Hubbell | 2G Sw&Dup Smooth Nylon Red Plate | E
NP12GY | Wiring Devices and Plates | 0.33 | 15% | 0.38 | 0.075 | Hubbell | 1G Phone Smooth Nylon Gry Plate | E
NP12BK | Wiring Devices and Plates | 0.33 | 15% | 0.38 | 0.075 | Hubbell | 1G Phone Smooth Nylon Blk Plate | E
NP11 | Wiring Devices and Plates | 0.27 | 15% | 0.31 | 0.075 | Hubbell | 1G Phone Smooth Nylon Brn Plate | E
NIP5 | Wiring Devices and Plates | 2.03 | 15% | 2.33 | 0.175 | Hubbell | 5G Switch Smooth Nylon Ivy Plate | E
N7899-W | Wiring Devices and Plates | 6.69 | 15% | 7.69 | 0.25 | Leviton | Wht 20A GFI Recpt w/Indicator | E
N7899-I | Wiring Devices and Plates | 6.69 | 15% | 7.69 | 0.25 | Leviton | Ivy 20A GFI Recpt w/Indicator | E
N7899 | Wiring Devices and Plates | 6.69 | 15% | 7.69 | 0.25 | Leviton | Brn 20A GFI Recpt w/Indicator | E
N7599 | Wiring Devices and Plates | 5.34 | 15% | 6.14 | 0.25 | Leviton | Brn 15A GFI Recpt w/Indicator | E
MT163-2W | Wiring Devices and Plates | 6.92 | 15% | 7.96 | 0.25 | Leviton | Wht Dbl Control Decora 20A TR Recp | E
MT163-2T | Wiring Devices and Plates | 6.92 | 15% | 7.96 | 0.25 | Leviton | LA Dbl Control Decora 20A TR Recp | E
MT163-2R | Wiring Devices and Plates | 6.92 | 15% | 7.96 | 0.25 | Leviton | Red Dbl Control Decora 20A TR Recp | E
MT163-2I | Wiring Devices and Plates | 6.92 | 15% | 7.96 | 0.25 | Leviton | Ivy Dbl Control Decora 20A TR Recp | E
MT163-2GY | Wiring Devices and Plates | 6.92 | 15% | 7.96 | 0.25 | Leviton | Gry Dbl Control Decora 20A TR Recp | E
MT163-2GN | Wiring Devices and Plates | 6.92 | 15% | 7.96 | 0.25 | Leviton | Grn Dbl Control Decora 20A TR Recp | E
MT163-2E | Wiring Devices and Plates | 6.92 | 15% | 7.96 | 0.25 | Leviton | Blk Dbl Control Decora 20A TR Recp | E
MT163-2BU | Wiring Devices and Plates | 6.92 | 15% | 7.96 | 0.25 | Leviton | Blue Dbl Control Decora 20A TR Recp | E
MT163-2 | Wiring Devices and Plates | 6.94 | 15% | 7.98 | 0.25 | Leviton | Brn Dbl Control Decora 20A TR Recp | E
MT163-1CW | Wiring Devices and Plates | 6.92 | 15% | 7.96 | 0.25 | Leviton | Wht Sgl Control Decora 20A TR Recp | E
MT163-1CT | Wiring Devices and Plates | 6.92 | 15% | 7.96 | 0.25 | Leviton | LA Sgl Control Decora 20A TR Recp | E
MT163-1CR | Wiring Devices and Plates | 6.92 | 15% | 7.96 | 0.25 | Leviton | Red Sgl Control Decora 20A TR Recp | E
MT163-1CI | Wiring Devices and Plates | 6.92 | 15% | 7.96 | 0.25 | Leviton | Ivy Sgl Control Decora 20A TR Recp | E
MT163-1CG | Wiring Devices and Plates | 6.92 | 15% | 7.96 | 0.25 | Leviton | Gry Sgl Control Decora 20A TR Recp | E
MT163-1CE | Wiring Devices and Plates | 6.92 | 15% | 7.96 | 0.25 | Leviton | Blk Sgl Control Decora 20A TR Recp | E
MT163-1C | Wiring Devices and Plates | 6.92 | 15% | 7.96 | 0.25 | Leviton | Brn Sgl Control Decora 20A TR Recp | E
MT162-2W | Wiring Devices and Plates | 6.2 | 15% | 7.13 | 0.25 | Leviton | Wht Dbl Control Decora 15A TR Recp | E
MT162-2T | Wiring Devices and Plates | 6.2 | 15% | 7.13 | 0.25 | Leviton | LA Dbl Control Decora 15A TR Recp | E
MT162-2R | Wiring Devices and Plates | 6.2 | 15% | 7.13 | 0.25 | Leviton | Red Dbl Control Decora 15A TR Recp | E
MT162-2I | Wiring Devices and Plates | 6.2 | 15% | 7.13 | 0.25 | Leviton | Ivy Dbl Control Decora 15A TR Recp | E
MT162-2GY | Wiring Devices and Plates | 6.2 | 15% | 7.13 | 0.25 | Leviton | Gry Dbl Control Decora 15A TR Recp | E
MT162-2GN | Wiring Devices and Plates | 6.2 | 15% | 7.13 | 0.25 | Leviton | Grn Dbl Control Decora 15A TR Recp | E
MT162-2E | Wiring Devices and Plates | 6.2 | 15% | 7.13 | 0.25 | Leviton | Blk Dbl Control Decora 15A TR Recp | E
MT162-2BU | Wiring Devices and Plates | 6.1 | 15% | 7.02 | 0.25 | Leviton | Blue Dbl Control Decora 15A TR Recp | E
MT162-2 | Wiring Devices and Plates | 6.2 | 15% | 7.13 | 0.25 | Leviton | Brn Dbl Control Decora 15A TR Recp | E
MT162-1CW | Wiring Devices and Plates | 6.2 | 15% | 7.13 | 0.25 | Leviton | Wht Sgl Control Decora 15A TR Recp | E
MT162-1CT | Wiring Devices and Plates | 6.2 | 15% | 7.13 | 0.25 | Leviton | LA Sgl Control Decora 15A TR Recp | E
MT162-1CR | Wiring Devices and Plates | 6.2 | 15% | 7.13 | 0.25 | Leviton | Red Sgl Control Decora 15A TR Recp | E
MT162-1CI | Wiring Devices and Plates | 6.2 | 15% | 7.13 | 0.25 | Leviton | Ivy Sgl Control Decora 15A TR Recp | E
MT162-1CG | Wiring Devices and Plates | 6.2 | 15% | 7.13 | 0.25 | Leviton | Gry Sgl Control Decora 15A TR Recp | E
MT162-1CE | Wiring Devices and Plates | 6.2 | 15% | 7.13 | 0.25 | Leviton | Blk Sgl Control Decora 15A TR Recp | E
MT162-1CB | Wiring Devices and Plates | 6.2 | 15% | 7.13 | 0.25 | Leviton | Blue Sgl Control Decora 15A TR Recp | E
MT162-1C | Wiring Devices and Plates | 6.2 | 15% | 7.13 | 0.25 | Leviton | Brn Sgl Control Decora 15A TR Recp | E
M7599-R | Wiring Devices and Plates | 5.67 | 15% | 6.52 | 0.25 | Leviton | Red 15A GFI Recpt no Indicator | E
M7599 | Wiring Devices and Plates | 9.48 | 15% | 10.9 | 0.25 | Leviton | Ivy 15A GFI Recpt w/Indicator | E
LS-301 | Wiring Devices and Plates | 137.42 | 15% | 158.03 | 1 | Watt Stopper | Daylight Sensor 0-10V Dimmable | E
LS1000-W | Wiring Devices and Plates | 33.4 | 15% | 38.41 | 0.25 | Pass & Seymour | SP Wht 1000W Lumaspec Full-On Dim | E
LS1000-I | Wiring Devices and Plates | 33.4 | 15% | 38.41 | 0.25 | Pass & Seymour | SP Ivy 1000W Lumaspec Full-On Dim | E
LC-100 | Wiring Devices and Plates | 23.1 | 15% | 26.57 | 0.75 | Watt Stopper | Intelligent Occ Sensor Pwr Pack | E
L615-C | Wiring Devices and Plates | 8.44 | 15% | 9.71 | 0.5 | Pass & Seymour | 15A-2p3w 250V TwLk Connector | E
IUM2V-GY | Wiring Devices and Plates | 8.99 | 15% | 10.34 | 0.125 | Leviton | 2G Duplex IN USE Vert Cast Cover | E
IUM1V-GY | Wiring Devices and Plates | 7.9 | 15% | 9.09 | 0.125 | Leviton | 1G Duplex IN USE Vert Cast Cover | E
IUM1H-GY | Wiring Devices and Plates | 7.9 | 15% | 9.09 | 0.125 | Leviton | 1G Duplex IN USE Horz Cast Cover | E
IPX12-70Z | Wiring Devices and Plates | 67.59 | 15% | 77.73 | 0.25 | Leviton | Lt Alm 1200VA 277V Fluor Preset Dim | E
IPX10-10Z | Wiring Devices and Plates | 67.59 | 15% | 77.73 | 0.25 | Leviton | Lt Alm 1000VA 120V Fluor Preset Dim | E
IPX06-70Z | Wiring Devices and Plates | 47.38 | 15% | 54.49 | 0.25 | Leviton | Lt Alm 600VA 277V Fluor Preset Dim | E
IPX06-10Z | Wiring Devices and Plates | 45.78 | 15% | 52.65 | 0.25 | Leviton | Lt Alm 600VA 120V Fluor Preset Dim | E
IPL06-10Z | Wiring Devices and Plates | 17.01 | 15% | 19.56 | 0.25 | Leviton | SP Lt Alm 600W Preset Slide Dimmer | E
IPI10-1LZ | Wiring Devices and Plates | 27.06 | 15% | 31.12 | 0.25 | Leviton | SP Lt Alm 1000W Preset Slide Dimmer | E
IPI06-1LZ | Wiring Devices and Plates | 12.39 | 15% | 14.25 | 0.25 | Leviton | 3W White 600W Arch Slide Dimmer | E
IPF05-1LZ | Wiring Devices and Plates | 35.88 | 15% | 41.26 | 0.25 | Leviton | SP Lt Alm Variable Speed Fan Cntrl | E
IPF01-1LZ | Wiring Devices and Plates | 19.71 | 15% | 22.67 | 0.25 | Leviton | SP Lt Alm Fan Control w/LED | E
IP710-DLZ | Wiring Devices and Plates | 23.19 | 15% | 26.67 | 0.25 | Leviton | SP Ivy 277V 1200VA Fluor Slide Dim | E
IP710-D0Z | Wiring Devices and Plates | 48.94 | 15% | 56.28 | 0.25 | Leviton | Lt Alm 0-10V Fluor Preset Dimmer | E
IGPJ720 | Wiring Devices and Plates | 4.61 | 15% | 5.3 | 0.075 | Arrow Hart | 1G 1.56 Recp Orange IG Nylon Plate | E
IGL2320-R | Wiring Devices and Plates | 23.71 | 15% | 27.27 | 0.5 | Pass & Seymour | I.G. 20A-4p5w 347/600V TwLk Recp | E
IGL1620-R | Wiring Devices and Plates | 19.5 | 15% | 22.43 | 0.375 | Pass & Seymour | Single I.G. 20A-3p4w 480V TwLk Recp | E
IG97101 | Wiring Devices and Plates | 3.26 | 15% | 3.75 | 0.075 | Arrow Hart | 1G Dup Recp 302 S/S IG Plate | E
IG97091 | Wiring Devices and Plates | 4.08 | 15% | 4.69 | 0.0625 | Arrow Hart | 1G Sgl Recp 302 S/S IG Plate | E
IG97061 | Wiring Devices and Plates | 4.13 | 15% | 4.75 | 0.075 | Arrow Hart | 1G Decorator 302 S/S IG Plate | E
IG9301C | Wiring Devices and Plates | 9.22 | 15% | 10.6 | 0.075 | Arrow Hart | 1G 2.12 Recp 302 S/S IG Plate | E
IG8510 | Wiring Devices and Plates | 13.87 | 15% | 15.95 | 0.25 | Arrow Hart | Single Org 20A 250V Hosp I.G. Recpt | E
IG8410 | Wiring Devices and Plates | 11.71 | 15% | 13.47 | 0.25 | Arrow Hart | Single Org 15A 250V Hosp I.G. Recpt | E
IG8310 | Wiring Devices and Plates | 12.03 | 15% | 13.83 | 0.25 | Hubbell | Single Org 20A Hospital I.G. Recpt | E
IG8300SW | Wiring Devices and Plates | 41.63 | 15% | 47.87 | 0.25 | Arrow Hart | Wht 20A Hosp IG Surge Recpt w/Alarm | E
IG8300SOR | Wiring Devices and Plates | 34.77 | 15% | 39.99 | 0.25 | Arrow Hart | Org 20A Hosp IG Surge Recpt w/Alarm | E
IG8300SI | Wiring Devices and Plates | 34.77 | 15% | 39.99 | 0.25 | Arrow Hart | Ivy 20A Hosp IG Surge Recpt w/Alarm | E
IG8300SGRY | Wiring Devices and Plates | 41.63 | 15% | 47.87 | 0.25 | Arrow Hart | Gry 20A Hosp IG Surge Recpt w/Alarm | E
IG8300S | Wiring Devices and Plates | 34.77 | 15% | 39.99 | 0.25 | Arrow Hart | Blu 20A Hosp IG Surge Recpt w/Alarm | E
IG8300 | Wiring Devices and Plates | 12.48 | 15% | 14.35 | 0.25 | Hubbell | Duplex Org 20A Hospital I.G. Recpt | E
IG8210 | Wiring Devices and Plates | 9.16 | 15% | 10.53 | 0.25 | Hubbell | Single Org 15A Hospital I.G. Recpt | E
IG8200SW | Wiring Devices and Plates | 41.63 | 15% | 47.87 | 0.25 | Arrow Hart | Wht 15A Hosp IG Surge Recp w/Alarm | E
IG8200SOR | Wiring Devices and Plates | 34.77 | 15% | 39.99 | 0.25 | Arrow Hart | Org 15A Hosp IG Surge Recp w/Alarm | E
IG8200SI | Wiring Devices and Plates | 34.77 | 15% | 39.99 | 0.25 | Arrow Hart | Ivy 15A Hosp IG Surge Recp w/Alarm | E
IG8200SGRY | Wiring Devices and Plates | 41.63 | 15% | 47.87 | 0.25 | Arrow Hart | Gray 15A Hosp IG Surge Recp w/Alarm | E
IG8200SBR | Wiring Devices and Plates | 34.77 | 15% | 39.99 | 0.25 | Arrow Hart | Brn 15A Hosp IG Surge Recp w/Alarm | E
IG8200S | Wiring Devices and Plates | 34.77 | 15% | 39.99 | 0.25 | Arrow Hart | Blue 15A Hosp IG Surge Recp w/Alarm | E
IG8200 | Wiring Devices and Plates | 9.85 | 15% | 11.33 | 0.25 | Hubbell | Duplex Org 15A Hospital I.G. Recpt | E
IG7421C | Wiring Devices and Plates | 3.17 | 15% | 3.65 | 0.075 | Arrow Hart | 1G 1.56 Recp 302 S/S IG Plate | E
IG6565N | Wiring Devices and Plates | 10.52 | 15% | 12.1 | 0.5625 | Arrow Hart | I.G. 15A-2p3w 250V TwLk Plug | E
IG6332 | Wiring Devices and Plates | 19.33 | 15% | 22.23 | 0.625 | Arrow Hart | I.G. 30A-2p3w 125V TwLk Plug | E
IG6261-OSP | Wiring Devices and Plates | 32.77 | 15% | 37.69 | 0.25 | Pass & Seymour | Single Org 15A I.G. Surge Recpt | E
IG5666N | Wiring Devices and Plates | 10.48 | 15% | 12.05 | 0.5 | Arrow Hart | 15A 250V Orange I.G. Plug | E
IG5662I | Wiring Devices and Plates | 12.75 | 15% | 14.66 | 0.25 | Arrow Hart | Duplex Ivy 15A 250V Spec I.G. Recpt | E
IG5662GRY | Wiring Devices and Plates | 12.75 | 15% | 14.66 | 0.25 | Arrow Hart | Duplex Gry 15A 250V Spec I.G. Recpt | E
IG5662 | Wiring Devices and Plates | 3.62 | 15% | 4.16 | 0.25 | Hubbell | Duplex Org 15A 250V Spec I.G. Recpt | E
IG5661 | Wiring Devices and Plates | 4.75 | 15% | 5.46 | 0.25 | Hubbell | Single Org 15A 250V Spec I.G. Recpt | E
IG5651 | Wiring Devices and Plates | 3.18 | 15% | 3.66 | 0.25 | Hubbell | Single Org 15A 250V Stnd I.G. Recpt | E
IG56362-WSP | Wiring Devices and Plates | 39.97 | 15% | 45.97 | 0.3125 | Pass & Seymour | White 20A I.G. Impressions Recpt | E
IG56362-LASP | Wiring Devices and Plates | 39.97 | 15% | 45.97 | 0.3125 | Pass & Seymour | Lt Alm 20A I.G. Impressions Recpt | E
IG56262-WSP | Wiring Devices and Plates | 38.08 | 15% | 43.79 | 0.3125 | Pass & Seymour | White 15A I.G. Impressions Recpt | E
IG56262-LASP | Wiring Devices and Plates | 38.08 | 15% | 43.79 | 0.3125 | Pass & Seymour | Lt Alm 15A I.G. Impressions Recpt | E
IG56262-GRYSP | Wiring Devices and Plates | 38.08 | 15% | 43.79 | 0.3125 | Pass & Seymour | Gray 15A I.G. Impressions Recpt | E
IG56262-DASP | Wiring Devices and Plates | 38.08 | 15% | 43.79 | 0.3125 | Pass & Seymour | Dk Alm 15A I.G. Impressions Recpt | E
IG56262-CGYSP | Wiring Devices and Plates | 38.08 | 15% | 43.79 | 0.3125 | Pass & Seymour | Charcl 15A I.G. Impressions Recpt | E
IG5462I | Wiring Devices and Plates | 17.03 | 15% | 19.58 | 0.25 | Arrow Hart | Duplex Ivy 20A 250V Spec I.G. Recpt | E
IG5462GRY | Wiring Devices and Plates | 17.03 | 15% | 19.58 | 0.25 | Arrow Hart | Duplex Gry 20A 250V Spec I.G. Recpt | E
IG5462 | Wiring Devices and Plates | 7.38 | 15% | 8.49 | 0.25 | Hubbell | Duplex Org 20A 250V Spec I.G. Recpt | E
IG5461 | Wiring Devices and Plates | 5.56 | 15% | 6.39 | 0.25 | Hubbell | Single Org 20A 250V Spec I.G. Recpt | E
IG5451 | Wiring Devices and Plates | 11.87 | 15% | 13.65 | 0.25 | Arrow Hart | Single Org 20A 250V Stnd I.G. Recpt | E
IG5366N | Wiring Devices and Plates | 11.08 | 15% | 12.74 | 0.5 | Arrow Hart | 20A 125V Orange I.G. Plug | E
IG5362SOR | Wiring Devices and Plates | 32.37 | 15% | 37.23 | 0.25 | Arrow Hart | Org 20A I.G. Surge Recpt w/Alarm | E
IG5362SI | Wiring Devices and Plates | 29.88 | 15% | 34.36 | 0.25 | Arrow Hart | Ivy 20A I.G. Surge Recpt w/Alarm | E
IG5362SGRY | Wiring Devices and Plates | 30.57 | 15% | 35.16 | 0.25 | Arrow Hart | Gray 20A I.G. Surge Recpt w/Alarm | E
IG5362SBR | Wiring Devices and Plates | 30.57 | 15% | 35.16 | 0.25 | Arrow Hart | Brn 20A I.G. Surge Recpt w/Alarm | E
IG5362S | Wiring Devices and Plates | 29.88 | 15% | 34.36 | 0.25 | Arrow Hart | Blue 20A I.G. Surge Recpt w/Alarm | E
IG5362HGW | Wiring Devices and Plates | 18.5 | 15% | 21.28 | 0.25 | Arrow Hart | Duplex Wht 20A 125V Hosp I.G. Recpt | E
IG5362HGRED | Wiring Devices and Plates | 18.5 | 15% | 21.28 | 0.25 | Arrow Hart | Duplex Red 20A 125V Hosp I.G. Recpt | E
IG5362HGI | Wiring Devices and Plates | 13.25 | 15% | 15.24 | 0.25 | Arrow Hart | Duplex Ivy 20A 125V Hosp I.G. Recpt | E
IG5362HGGRY | Wiring Devices and Plates | 13.25 | 15% | 15.24 | 0.25 | Arrow Hart | Duplex Gry 20A 125V Hosp I.G. Recpt | E
IG5351 | Wiring Devices and Plates | 8.42 | 15% | 9.68 | 0.25 | Arrow Hart | Single Org 20A 125V Stnd I.G. Recpt | E
IG5266NHG | Wiring Devices and Plates | 9.28 | 15% | 10.67 | 0.5 | Arrow Hart | 15A 125V Orange I.G. Hospital Plug | E
IG5262SOR | Wiring Devices and Plates | 28.36 | 15% | 32.61 | 0.25 | Arrow Hart | Org 15A I.G. Surge Recpt w/Alarm | E
IG5262SI | Wiring Devices and Plates | 28.35 | 15% | 32.6 | 0.25 | Arrow Hart | Ivy 15A I.G. Surge Recpt w/Alarm | E
IG5262SGRY | Wiring Devices and Plates | 28.29 | 15% | 32.53 | 0.25 | Arrow Hart | Gray 15A I.G. Surge Recpt w/Alarm | E
IG5262SBR | Wiring Devices and Plates | 28.36 | 15% | 32.61 | 0.25 | Arrow Hart | Brn 15A I.G. Surge Recpt w/Alarm | E
IG5262S | Wiring Devices and Plates | 28.36 | 15% | 32.61 | 0.25 | Arrow Hart | Blue 15A I.G. Surge Recpt w/Alarm | E
IG5262HGRED | Wiring Devices and Plates | 13.81 | 15% | 15.88 | 0.25 | Arrow Hart | Duplex Red 15A 125V Hosp I.G. Recpt | E
IG5262HGI | Wiring Devices and Plates | 11.54 | 15% | 13.27 | 0.25 | Arrow Hart | Duplex Ivy 15A 125V Hosp I.G. Recpt | E
IG5262HGGRY | Wiring Devices and Plates | 11.54 | 15% | 13.27 | 0.25 | Arrow Hart | Duplex Gry 15A 125V Hosp I.G. Recpt | E
IG5251 | Wiring Devices and Plates | 5.76 | 15% | 6.62 | 0.25 | Hubbell | Single Org 15A 125V Stnd I.G. Recpt | E
IG4760 | Wiring Devices and Plates | 17.96 | 15% | 20.65 | 0.3125 | Pass & Seymour | Single I.G. 15A-2p3w 277V TwLk Recp | E
IG4710-OSP | Wiring Devices and Plates | 29.21 | 15% | 33.59 | 0.3125 | Pass & Seymour | IG Surge 15A-2p3w 125V TwLk Recp | E
IG4700-OSP | Wiring Devices and Plates | 30.01 | 15% | 34.51 | 0.3125 | Pass & Seymour | IG Surge 15A-2p3w 125V TwLk Recp | E
IG4518C | Wiring Devices and Plates | 7.2 | 15% | 8.28 | 0.1 | Arrow Hart | 2G 2.44 Recp 302 S/S IG Plate | E
IG2820A | Wiring Devices and Plates | 28.74 | 15% | 33.05 | 0.5 | Hubbell | I.G. 30A-4p5w 277/480V TwLk Recp | E
IG26362I | Wiring Devices and Plates | 18.27 | 15% | 21.01 | 0.25 | Arrow Hart | Ivory 20A 125V I.G. Harmony Recpt | E
IG26362HGW | Wiring Devices and Plates | 18.73 | 15% | 21.54 | 0.25 | Arrow Hart | White 20A Harmony Hosp I.G. Recpt | E
IG26362HGRED | Wiring Devices and Plates | 18.73 | 15% | 21.54 | 0.25 | Arrow Hart | Red 20A Harmony Hosp I.G. Recpt | E
IG26362HGI | Wiring Devices and Plates | 18.73 | 15% | 21.54 | 0.25 | Arrow Hart | Ivory 20A Harmony Hosp I.G. Recpt | E
IG26362HGGRY | Wiring Devices and Plates | 18.73 | 15% | 21.54 | 0.25 | Arrow Hart | Gray 20A Harmony Hosp I.G. Recpt | E
IG26362HG | Wiring Devices and Plates | 18.73 | 15% | 21.54 | 0.25 | Arrow Hart | Orange 20A Harmony Hosp I.G. Recpt | E
IG26362GRY | Wiring Devices and Plates | 18.27 | 15% | 21.01 | 0.25 | Arrow Hart | Gray 20A 125V I.G. Harmony Recpt | E
IG26362 | Wiring Devices and Plates | 14.45 | 15% | 16.62 | 0.25 | Arrow Hart | Orange 20A 125V I.G. Harmony Recpt | E
IG26262I | Wiring Devices and Plates | 12.27 | 15% | 14.11 | 0.25 | Arrow Hart | Ivory 15A 125V I.G. Harmony Recpt | E
IG26262HGW | Wiring Devices and Plates | 15.19 | 15% | 17.47 | 0.25 | Arrow Hart | White 15A Harmony Hosp I.G. Recpt | E
IG26262HGRED | Wiring Devices and Plates | 15.19 | 15% | 17.47 | 0.25 | Arrow Hart | Red 15A Harmony Hosp I.G. Recpt | E
IG26262HGI | Wiring Devices and Plates | 15.19 | 15% | 17.47 | 0.25 | Arrow Hart | Ivory 15A Harmony Hosp I.G. Recpt | E
IG26262HGGRY | Wiring Devices and Plates | 15.19 | 15% | 17.47 | 0.25 | Arrow Hart | Gray 15A Harmony Hosp I.G. Recpt | E
IG26262HG | Wiring Devices and Plates | 15.19 | 15% | 17.47 | 0.25 | Arrow Hart | Orange 15A Harmony Hosp I.G. Recpt | E
IG26262GRY | Wiring Devices and Plates | 14.73 | 15% | 16.94 | 0.25 | Arrow Hart | Gray 15A 125V I.G. Harmony Recpt | E
IG26262 | Wiring Devices and Plates | 12.1 | 15% | 13.92 | 0.25 | Arrow Hart | Orange 15A 125V I.G. Harmony Recpt | E
IG2330 | Wiring Devices and Plates | 10.73 | 15% | 12.34 | 0.3125 | Hubbell | Single I.G. 20A-2p3w 277V TwLk Recp | E
HT880-W | Wiring Devices and Plates | 0 | 15% | 0 | 0.25 | Pass & Seymour | Dup Wht 15A 125V Stnd HiTech Recpt | E
HBL9977C | Wiring Devices and Plates | 11.95 | 15% | 13.74 | 0.5 | Hubbell | 20A 125/250V 3p3w Nylon Plug | E
HBL9965C | Wiring Devices and Plates | 6.7 | 15% | 7.71 | 0.5 | Hubbell | 20A-3p3w 125/250V TwLk Plug | E
HBL9420 | Wiring Devices and Plates | 25.76 | 15% | 29.62 | 0.1 | Hubbell | WP 30A-3w Recpt Plate | E
HBL9419 | Wiring Devices and Plates | 19.26 | 15% | 22.15 | 0.1 | Hubbell | Cast Alum 30A-3w Recpt Plate | E
HBL9379 | Wiring Devices and Plates | 34.37 | 15% | 39.53 | 0.5 | Hubbell | 50A 277V 2p3w Angle Plug | E
HBL9365 | Wiring Devices and Plates | 17.32 | 15% | 19.92 | 0.375 | Hubbell | Flush 50A 277V 2p3w Recpt | E
HBL9333 | Wiring Devices and Plates | 21.47 | 15% | 24.69 | 0.5 | Hubbell | 30A 125/250V 3p3w Angle Plug | E
HBL9319 | Wiring Devices and Plates | 35.51 | 15% | 40.84 | 0.5 | Hubbell | 30A 277V 2p3w Angle Plug | E
HBL9315 | Wiring Devices and Plates | 16.79 | 15% | 19.31 | 0.375 | Hubbell | Flush 30A 277V 2p3w Recpt | E
HBL8666V | Wiring Devices and Plates | 7.07 | 15% | 8.13 | 0.5 | Hubbell | 15A 250V White Hospital Plug | E
HBL8464V | Wiring Devices and Plates | 11.52 | 15% | 13.25 | 0.5 | Hubbell | 20A 250V White Hospital Plug | E
HBL8430A | Wiring Devices and Plates | 28.5 | 15% | 32.78 | 0.5 | Hubbell | Flush 30A 250V-3Ph 3p4w Recpt | E
HBL8421C | Wiring Devices and Plates | 24.77 | 15% | 28.49 | 0.5 | Hubbell | 20A 250V 3p4w Angle Plug | E
HBL8420 | Wiring Devices and Plates | 14.89 | 15% | 17.12 | 0.4375 | Hubbell | Flush 20A 250V 3p4w Recpt | E
HBL8411C | Wiring Devices and Plates | 23.57 | 15% | 27.11 | 0.5 | Hubbell | 20A 125/250V 3p4w Angle Plug | E
HBL8410 | Wiring Devices and Plates | 14.38 | 15% | 16.54 | 0.4375 | Hubbell | Flush 20A 125/250V 3p4w Recpt | E
HBL8364V | Wiring Devices and Plates | 5.58 | 15% | 6.42 | 0.5 | Hubbell | 20A 125V White Hospital Plug | E
HBL8352C | Wiring Devices and Plates | 28.4 | 15% | 32.66 | 0.5 | Hubbell | 50A 120/208V-3Ph 4p4w Angle Plug | E
HBL8350A | Wiring Devices and Plates | 28.6 | 15% | 32.89 | 0.3125 | Hubbell | Single 50A-4p4w 120/208V TwLk Recp | E
HBL8330A | Wiring Devices and Plates | 21.97 | 15% | 25.27 | 0.5 | Hubbell | Flush 30A 120/208V-3Ph 4p4w Recpt | E
HBL8300ILI | Wiring Devices and Plates | 17.98 | 15% | 20.68 | 0.25 | Hubbell | Ivory 20A 125V Illum Hospital Recpt | E
HBL8300HW | Wiring Devices and Plates | 6.98 | 15% | 8.03 | 0.25 | Hubbell | White 20A Compact Hospital Recpt | E
HBL8300HR | Wiring Devices and Plates | 6.98 | 15% | 8.03 | 0.25 | Hubbell | Red 20A Compact Hospital Recpt | E
HBL8300HI | Wiring Devices and Plates | 6.98 | 15% | 8.03 | 0.25 | Hubbell | Ivory 20A Compact Hospital Recpt | E
HBL8300HG | Wiring Devices and Plates | 6.98 | 15% | 8.03 | 0.25 | Hubbell | Gray 20A Compact Hospital Recpt | E
HBL8300H | Wiring Devices and Plates | 6.98 | 15% | 8.03 | 0.25 | Hubbell | Brown 20A Compact Hospital Recpt | E
HBL8210GY | Wiring Devices and Plates | 7.07 | 15% | 8.13 | 0.25 | Hubbell | Single Gry 15A 125V Hospital Recpt | E
HBL8200ILR | Wiring Devices and Plates | 15.82 | 15% | 18.19 | 0.25 | Hubbell | Red 15A 125V Illum Hospital Recpt | E
HBL8200HW | Wiring Devices and Plates | 6.81 | 15% | 7.83 | 0.25 | Hubbell | White 15A Compact Hospital Recpt | E
HBL8200HR | Wiring Devices and Plates | 7.26 | 15% | 8.35 | 0.25 | Hubbell | Red 15A Compact Hospital Recpt | E
HBL8200HI | Wiring Devices and Plates | 6.81 | 15% | 7.83 | 0.25 | Hubbell | Ivory 15A Compact Hospital Recpt | E
HBL8200HG | Wiring Devices and Plates | 7.26 | 15% | 8.35 | 0.25 | Hubbell | Gray 15A Compact Hospital Recpt | E
HBL8200H | Wiring Devices and Plates | 6.81 | 15% | 7.83 | 0.25 | Hubbell | Brown 15A Compact Hospital Recpt | E
HBL8119V | Wiring Devices and Plates | 10.25 | 15% | 11.79 | 0.5 | Hubbell | 15A 125V White Hospital Connector | E
HBL8115V | Wiring Devices and Plates | 3.27 | 15% | 3.76 | 0.5 | Hubbell | 15A 125V White Hospital Plug | E
HBL8013V | Wiring Devices and Plates | 3.46 | 15% | 3.98 | 0.5 | Hubbell | 15A 125V Insulated Hospital Plug | E
HBL7977 | Wiring Devices and Plates | 35.49 | 15% | 40.81 | 0.5 | Hubbell | 50A 125/250V 3p3w Angle Plug | E
HBL77CM77A1 | Wiring Devices and Plates | 19.07 | 15% | 21.93 | 0.1 | Hubbell | Yellow WP 30A-4w Recpt Plate | E
HBL77CM77A | Wiring Devices and Plates | 28.67 | 15% | 32.97 | 0.1 | Hubbell | Yellow WP 50A-4w Recpt Plate | E
HBL77CM74WO | Wiring Devices and Plates | 6.31 | 15% | 7.26 | 0.125 | Hubbell | Ylw Plastic 50A Twist Lock WP Plate | E
HBL7777A | Wiring Devices and Plates | 26.47 | 15% | 30.44 | 0.1 | Hubbell | WP 30A-4w Recpt Plate | E
HBL7774WO | Wiring Devices and Plates | 6.31 | 15% | 7.26 | 0.125 | Hubbell | Gry Plastic 50A Twist Lock WP Plate | E
HBL7770 | Wiring Devices and Plates | 6.14 | 15% | 7.06 | 0.125 | Hubbell | Cast Alum 50A Twist Lock WP Plate | E
HBL7545C | Wiring Devices and Plates | 6.53 | 15% | 7.51 | 0.375 | Hubbell | 15A-2p2w 125V TwLk Plug | E
HBL7540 | Wiring Devices and Plates | 6.39 | 15% | 7.35 | 0.1875 | Hubbell | Duplex 15A-2p2w 125V TwLk Recp | E
HBL7535 | Wiring Devices and Plates | 7.23 | 15% | 8.31 | 0.1875 | Hubbell | Single 15A-2p2w 125V TwLk Recp | E
HBL7524C | Wiring Devices and Plates | 9.04 | 15% | 10.4 | 0.1875 | Hubbell | 15A-2p2w 125V TwLk Flanged Inlet | E
HBL74CM25WOA | Wiring Devices and Plates | 7 | 15% | 8.05 | 0.125 | Hubbell | 1G 1.58" WP Yellow Plastic Plate | E
HBL74CM24WO | Wiring Devices and Plates | 5.84 | 15% | 6.72 | 0.125 | Hubbell | 1G 1.718" WP Yellow Plastic Plate | E
HBL74CM23WO | Wiring Devices and Plates | 5.84 | 15% | 6.72 | 0.125 | Hubbell | 1G 1.39" WP Yellow Plastic Plate | E
HBL7498 | Wiring Devices and Plates | 7.01 | 15% | 8.06 | 0.3125 | Hubbell | 15A-2p2w 125V Box Cover TwLk Recp | E
HBL7425WOA | Wiring Devices and Plates | 7 | 15% | 8.05 | 0.125 | Hubbell | 1G 1.58" WP Gray Plastic Plate | E
HBL7424WO | Wiring Devices and Plates | 5.84 | 15% | 6.72 | 0.125 | Hubbell | 1G 1.718" WP Gray Plastic Plate | E
HBL7423WO | Wiring Devices and Plates | 5.84 | 15% | 6.72 | 0.125 | Hubbell | 1G 1.39" WP Gray Plastic Plate | E
HBL7420 | Wiring Devices and Plates | 4.65 | 15% | 5.35 | 0.125 | Hubbell | 1G 1.39" WP Aluminum Plate | E
HBL73CM14C | Wiring Devices and Plates | 13 | 15% | 14.95 | 0.5 | Hubbell | Corrsn 20A-3p3w 125/250V TwLk Conn | E
HBL7320 | Wiring Devices and Plates | 4.95 | 15% | 5.69 | 0.125 | Hubbell | 1G 1.39" WP No Lift Cover Plate | E
HBL7314C | Wiring Devices and Plates | 11 | 15% | 12.65 | 0.5 | Hubbell | 20A-3p3w 125/250V TwLk Connector | E
HBL7310B | Wiring Devices and Plates | 9.6 | 15% | 11.04 | 0.25 | Hubbell | Single 20A-3p3w 125/250V TwLk Recp | E
HBL7303C | Wiring Devices and Plates | 33.82 | 15% | 38.89 | 0.5 | Hubbell | 60A-4p4w 120/208V TwLk Plug | E
HBL7302C | Wiring Devices and Plates | 36.51 | 15% | 41.99 | 0.5 | Hubbell | Angle 60A-4p4w 120/208V TwLk Plug | E
HBL7301A | Wiring Devices and Plates | 38.77 | 15% | 44.59 | 0.3125 | Hubbell | Single 60A-4p4w 120/208V TwLk Recp | E
HBL7251C | Wiring Devices and Plates | 25.3 | 15% | 29.1 | 0.5 | Hubbell | 20A 120/208V 4p4w Angle Plug | E
HBL7250 | Wiring Devices and Plates | 15.65 | 15% | 18 | 0.4375 | Hubbell | Flush 20A 120/208V 4p4w Recpt | E
HBL6810 | Wiring Devices and Plates | 11.34 | 15% | 13.04 | 0.375 | Hubbell | Flush 20A 125/250V 3p3w Recpt | E
HBL61CM65 | Wiring Devices and Plates | 26.76 | 15% | 30.77 | 0.5 | Hubbell | WP 20A 125V Flange Connector | E
HBL61CM64 | Wiring Devices and Plates | 22.1 | 15% | 25.42 | 0.5 | Hubbell | WP 15A 125V Flanged Inlet | E
HBL5969VY | Wiring Devices and Plates | 9.58 | 15% | 11.02 | 0.5 | Hubbell | 15A 125V Yellow Valise Connector | E
HBL5969VBLK | Wiring Devices and Plates | 9.58 | 15% | 11.02 | 0.5 | Hubbell | 15A 125V Black Valise Connector | E
HBL5965VBLK | Wiring Devices and Plates | 4.93 | 15% | 5.67 | 0.5 | Hubbell | 15A 125V Black Valise Plug | E
HBL5921 | Wiring Devices and Plates | 8.01 | 15% | 9.21 | 0.5 | Hubbell | 15A 125V Finger Grip Plug | E
HBL56CM66C | Wiring Devices and Plates | 10.55 | 15% | 12.13 | 0.5 | Hubbell | 15A 250V Corrosion Plug | E
HBL5669VY | Wiring Devices and Plates | 9.5 | 15% | 10.93 | 0.5 | Hubbell | 15A 250V Yellow Valise Connector | E
HBL5666CAT | Wiring Devices and Plates | 9.93 | 15% | 11.42 | 0.5 | Hubbell | 15A 250V Clear Angle Plug | E
HBL5656 | Wiring Devices and Plates | 11.65 | 15% | 13.4 | 0.5 | Hubbell | Metal 15A 250V Flanged Recpt | E
HBL5652 | Wiring Devices and Plates | 7.61 | 15% | 8.75 | 0.25 | Hubbell | Duplex Brn 15A 250V Stnd Recpt | E
HBL54CM66C | Wiring Devices and Plates | 15.51 | 15% | 17.84 | 0.5 | Hubbell | 20A 250V Corrosion Plug | E
HBL5492I | Wiring Devices and Plates | 7.36 | 15% | 8.46 | 0.25 | Hubbell | Ivory 20A 125/250V Spec Recpt | E
HBL5492 | Wiring Devices and Plates | 7.36 | 15% | 8.46 | 0.25 | Hubbell | Brown 20A 125/250V Spec Recpt | E
HBL5469VY | Wiring Devices and Plates | 10.39 | 15% | 11.95 | 0.5 | Hubbell | 20A 250V Yellow Valise Connector | E
HBL5466CA | Wiring Devices and Plates | 13.93 | 15% | 16.02 | 0.5 | Hubbell | 20A 250V Black Angle Plug | E
HBL5464VY | Wiring Devices and Plates | 8.36 | 15% | 9.61 | 0.5 | Hubbell | 20A 250V Yellow Valise Plug | E
HBL53CM62 | Wiring Devices and Plates | 18.93 | 15% | 21.77 | 0.25 | Hubbell | Duplex Ylw 20A 125V Corrosion Recpt | E
HBL53CM61 | Wiring Devices and Plates | 13.68 | 15% | 15.73 | 0.25 | Hubbell | Single Ylw 20A 125V Corrosion Recpt | E
HBL5379C | Wiring Devices and Plates | 14.29 | 15% | 16.43 | 0.5 | Hubbell | Back Wire 20A 125V Flange Connector | E
HBL5378C | Wiring Devices and Plates | 9.52 | 15% | 10.95 | 0.5 | Hubbell | Back Wired 20A 125V Flanged Inlet | E
HBL5362ISA | Wiring Devices and Plates | 29.8 | 15% | 34.27 | 0.25 | Hubbell | Duplex Wht 15A Spec Surge Recpt | E
HBL5360SA | Wiring Devices and Plates | 34.73 | 15% | 39.94 | 0.25 | Hubbell | Single Blue 20A Surge Recpt w/Light | E
HBL5360ISA | Wiring Devices and Plates | 34.73 | 15% | 39.94 | 0.25 | Hubbell | Single Ivy 20A Surge Recpt w/Light | E
HBL5351 | Wiring Devices and Plates | 4.59 | 15% | 5.28 | 0.25 | Hubbell | Single Brn 20A 125V Stnd Recpt | E
HBL5302 | Wiring Devices and Plates | 12.18 | 15% | 14.01 | 0.25 | Hubbell | Duplex Brn 15A 277V Spec Recpt | E
HBL52CM80C | Wiring Devices and Plates | 15.69 | 15% | 18.04 | 0.5 | Hubbell | 15A 125V Corrosion Anchor Plug | E
HBL52CM62I | Wiring Devices and Plates | 11.19 | 15% | 12.87 | 0.25 | Hubbell | Duplex Ivy 15A 125V Corrosion Recpt | E
HBL52CM61 | Wiring Devices and Plates | 11.19 | 15% | 12.87 | 0.25 | Hubbell | Single Ylw 15A 125V Corrosion Recpt | E
HBL52CM22 | Wiring Devices and Plates | 6.12 | 15% | 7.04 | 0.125 | Hubbell | 1G Duplex WP Yellow Plastic Plate | E
HBL52CM21 | Wiring Devices and Plates | 6.12 | 15% | 7.04 | 0.125 | Hubbell | 1G Dup WP Ylw Plastic FS Box Plate | E
HBL5299 | Wiring Devices and Plates | 18.79 | 15% | 21.61 | 0.5 | Hubbell | 15A 125V Fusible Plug | E
HBL5292I | Wiring Devices and Plates | 13.72 | 15% | 15.78 | 0.25 | Hubbell | Duplex Ivy 15A 125/250V Spec Recpt | E
HBL5292 | Wiring Devices and Plates | 13.72 | 15% | 15.78 | 0.25 | Hubbell | Duplex Brn 15A 125/250V Spec Recpt | E
HBL5282 | Wiring Devices and Plates | 10.57 | 15% | 12.16 | 0.3125 | Hubbell | Duplex 15A 125V Box Cover Recpt | E
HBL5280C | Wiring Devices and Plates | 13.3 | 15% | 15.3 | 0.5 | Hubbell | 15A 125V Anchor Lock Plug | E
HBL5279 | Wiring Devices and Plates | 12.04 | 15% | 13.85 | 0.5 | Hubbell | Metal 15A 125V Flange Connector | E
HBL5266CAT | Wiring Devices and Plates | 10.11 | 15% | 11.63 | 0.5 | Hubbell | 15A 125V Clear Angle Plug | E
HBL5262GRY | Wiring Devices and Plates | 4.04 | 15% | 4.65 | 0.25 | Hubbell | Duplex Gry 15A 125V Spec Recpt | E
HBL5260SA | Wiring Devices and Plates | 34.56 | 15% | 39.74 | 0.25 | Hubbell | Single Blue 15A Surge Recpt w/Light | E
HBL5260ISA | Wiring Devices and Plates | 34.56 | 15% | 39.74 | 0.25 | Hubbell | Single Ivy 15A Surge Recpt w/Light | E
HBL5240 | Wiring Devices and Plates | 12.2 | 15% | 14.03 | 0.5 | Hubbell | Minature 15A 125V Flanged Inlet | E
HBL5235 | Wiring Devices and Plates | 22.6 | 15% | 25.99 | 0.25 | Hubbell | St Steel 15A Clock Recpt | E
HBL5222 | Wiring Devices and Plates | 5.11 | 15% | 5.88 | 0.125 | Hubbell | 1G Duplex WP Gray Plastic Plate | E
HBL5221 | Wiring Devices and Plates | 5.1 | 15% | 5.87 | 0.125 | Hubbell | 1G Dup WP Gray Plastic FS Box Plate | E
HBL5206WO | Wiring Devices and Plates | 5.75 | 15% | 6.61 | 0.125 | Hubbell | 1G Dup WP Aluminum FS Box Plate | E
HBL47CM29C | Wiring Devices and Plates | 9.43 | 15% | 10.84 | 0.5 | Hubbell | Corrosion 15A-2p3w 125V TwLk Conn | E
HBL47CM20C | Wiring Devices and Plates | 8.12 | 15% | 9.34 | 0.5 | Hubbell | Corrosion 15A-2p3w 125V TwLk Plug | E
HBL47CM16 | Wiring Devices and Plates | 12.26 | 15% | 14.1 | 0.25 | Hubbell | Corrosion 15A-2p3w 125V TwLk Inlet | E
HBL47CM15 | Wiring Devices and Plates | 17.48 | 15% | 20.1 | 0.25 | Hubbell | Corrosion 15A-2p3w 125V TwLk Outlet | E
HBL47CM00 | Wiring Devices and Plates | 19.26 | 15% | 22.15 | 0.25 | Hubbell | Corrosion 15A-2p3w 125V TwLk Recp | E
HBL4794 | Wiring Devices and Plates | 26.96 | 15% | 31 | 0.25 | Hubbell | Brn 15A 125V Str & TwLock Recpt | E
HBL4792 | Wiring Devices and Plates | 13.5 | 15% | 15.53 | 0.25 | Hubbell | Combo 15A-2p3w 125V TwLk Recp | E
HBL4786 | Wiring Devices and Plates | 10.12 | 15% | 11.64 | 0.25 | Hubbell | Brass 15A-2p3w 277V TwLk Inlet | E
HBL4785 | Wiring Devices and Plates | 13.32 | 15% | 15.32 | 0.25 | Hubbell | Brass 15A-2p3w 277V TwLk Outlet | E
HBL4761 | Wiring Devices and Plates | 12 | 15% | 13.8 | 0.3125 | Hubbell | Sgl 15A-2p3w 277V Box Cvr TwLk Recp | E
HBL4729CA | Wiring Devices and Plates | 13.06 | 15% | 15.02 | 0.5 | Hubbell | Angle 15A-2p3w 125V TwLk Conn | E
HBL4716 | Wiring Devices and Plates | 8.8 | 15% | 10.12 | 0.25 | Hubbell | Brass 15A-2p3w 125V TwLk Inlet | E
HBL4715 | Wiring Devices and Plates | 14.87 | 15% | 17.1 | 0.25 | Hubbell | Brass 15A-2p3w 125V TwLk Outlet | E
HBL4711 | Wiring Devices and Plates | 13.54 | 15% | 15.57 | 0.375 | Hubbell | Sgl 15A-2p3w 125V Box Cvr TwLk Recp | E
HBL4701 | Wiring Devices and Plates | 13.81 | 15% | 15.88 | 0.375 | Hubbell | Dup 15A-2p3w 125V Box Cvr TwLk Recp | E
HBL4700I | Wiring Devices and Plates | 9.43 | 15% | 10.84 | 0.25 | Hubbell | Dup Ivory 15A-2p3w 125V TwLk Recp | E
HBL4586 | Wiring Devices and Plates | 8.33 | 15% | 9.58 | 0.25 | Hubbell | Brass 15A-2p3w 250V TwLk Inlet | E
HBL4585 | Wiring Devices and Plates | 12.51 | 15% | 14.39 | 0.25 | Hubbell | Brass 15A-2p3w 250V TwLk Outlet | E
HBL3777 | Wiring Devices and Plates | 60 | 15% | 69 | 0.25 | Hubbell | 50A-2p3w 600V TwLk Flanged Inlet | E
HBL3775 | Wiring Devices and Plates | 55.2 | 15% | 63.48 | 0.3125 | Hubbell | 50A-3p4w 600V TwLk Flanged Inlet | E
HBL3769 | Wiring Devices and Plates | 55.36 | 15% | 63.66 | 0.3125 | Hubbell | Single 50A-3p4w 600V TwLk Recp | E
HBL3768 | Wiring Devices and Plates | 66.4 | 15% | 76.36 | 0.3125 | Hubbell | 50A-3p4w 600V TwLk Cover Inlet | E
HBL3767 | Wiring Devices and Plates | 69 | 15% | 79.35 | 0.25 | Hubbell | 50A-2p3w 600V TwLk Inlet w/Cover | E
HBL3523C | Wiring Devices and Plates | 21.8 | 15% | 25.07 | 0.625 | Hubbell | 20A-4p5w 250V TwLk Connector | E
HBL3521C | Wiring Devices and Plates | 13.31 | 15% | 15.31 | 0.625 | Hubbell | 20A-4p5w 250V TwLk Plug | E
HBL3520 | Wiring Devices and Plates | 14.6 | 15% | 16.79 | 0.375 | Hubbell | Single 20A-4p5w 250V TwLk Recp | E
HBL3394 | Wiring Devices and Plates | 5.72 | 15% | 6.58 | 0.125 | Hubbell | 1G 1.718" WP No Lift Cover Plate | E
HBL3393 | Wiring Devices and Plates | 6.4 | 15% | 7.36 | 0.125 | Hubbell | 1G 1.718" WP Aluminum Plate | E
HBL3326C | Wiring Devices and Plates | 16.4 | 15% | 18.86 | 0.25 | Hubbell | 20A-3p3w 125/250V TwLk Flng Outlet | E
HBL3325C | Wiring Devices and Plates | 9.2 | 15% | 10.58 | 0.25 | Hubbell | 20A-3p3w 125/250V TwLk Flange Inlet | E
HBL3033I | Wiring Devices and Plates | 22 | 15% | 25.3 | 0.25 | Hubbell | 3W Ivy 30A Back Wired Spec Switch | E
HBL3033 | Wiring Devices and Plates | 22 | 15% | 25.3 | 0.25 | Hubbell | 3W Brn 30A Back Wired Spec Switch | E
HBL3032I | Wiring Devices and Plates | 26.03 | 15% | 29.93 | 0.3125 | Hubbell | DP Ivy 30A Back Wired Spec Switch | E
HBL3032 | Wiring Devices and Plates | 26.03 | 15% | 29.93 | 0.3125 | Hubbell | DP Brn 30A Back Wired Spec Switch | E
HBL3031I | Wiring Devices and Plates | 17.55 | 15% | 20.18 | 0.1875 | Hubbell | SP Ivy 30A Back Wired Spec Switch | E
HBL3031 | Wiring Devices and Plates | 17.55 | 15% | 20.18 | 0.1875 | Hubbell | SP Brn 30A Back Wired Spec Switch | E
HBL28CM13 | Wiring Devices and Plates | 36.03 | 15% | 41.43 | 0.625 | Hubbell | Corrsn 30A-4p5w 120/208V TwLk Conn | E
HBL28CM11 | Wiring Devices and Plates | 19.57 | 15% | 22.51 | 0.625 | Hubbell | Corrsn 30A-4p5w 120/208V TwLk Plug | E
HBL27CM43 | Wiring Devices and Plates | 57.75 | 15% | 66.41 | 0.5 | Hubbell | Corrosion 30A-3p4w 600V TwLk Conn | E
HBL27CM41 | Wiring Devices and Plates | 27.79 | 15% | 31.96 | 0.5 | Hubbell | Corrosion 30A-3p4w 600V TwLk Plug | E
HBL27CM33 | Wiring Devices and Plates | 45 | 15% | 51.75 | 0.5 | Hubbell | Corrosion 30A-3p4w 480V TwLk Conn | E
HBL27CM31 | Wiring Devices and Plates | 20.44 | 15% | 23.51 | 0.5 | Hubbell | Corrosion 30A-3p4w 480V TwLk Plug | E
HBL27CM23 | Wiring Devices and Plates | 38.6 | 15% | 44.39 | 0.5 | Hubbell | Corrosion 30A-3p4w 250V TwLk Conn | E
HBL27CM21 | Wiring Devices and Plates | 17.6 | 15% | 20.24 | 0.5 | Hubbell | Corrosion 30A-3p4w 250V TwLk Plug | E
HBL27CM13 | Wiring Devices and Plates | 30.37 | 15% | 34.93 | 0.5 | Hubbell | Corrsn 30A-3p4w 125/250V TwLk Conn | E
HBL27CM11 | Wiring Devices and Plates | 14.16 | 15% | 16.28 | 0.5 | Hubbell | Corrsn 30A-3p4w 125/250V TwLk Plug | E
HBL26CM23 | Wiring Devices and Plates | 18.37 | 15% | 21.13 | 0.5 | Hubbell | Yellow 30A-2p3w 250V TwLk Connector | E
HBL26CM13 | Wiring Devices and Plates | 20.32 | 15% | 23.37 | 0.5 | Hubbell | Corrosion 30A-2p3w 125V TwLk Conn | E
HBL26CM11 | Wiring Devices and Plates | 10.24 | 15% | 11.78 | 0.5 | Hubbell | Corrosion 30A-2p3w 125V TwLk Plug | E
HBL2653 | Wiring Devices and Plates | 22.91 | 15% | 26.35 | 0.5 | Hubbell | 30A-2p3w 600V TwLk Connector | E
HBL2651 | Wiring Devices and Plates | 11.2 | 15% | 12.88 | 0.5 | Hubbell | 30A-2p3w 600V TwLk Plug | E
HBL2626F | Wiring Devices and Plates | 22.03 | 15% | 25.33 | 0.25 | Hubbell | 220Deg 30A-2p3w 250V TwLk Outlet | E
HBL2626 | Wiring Devices and Plates | 18 | 15% | 20.7 | 0.25 | Hubbell | 30A-2p3w 250V TwLk Flanged Outlet | E
HBL2625F | Wiring Devices and Plates | 18.37 | 15% | 21.13 | 0.5 | Hubbell | 220Deg 30A-2p3w 250V TwLk Plug | E
HBL2625 | Wiring Devices and Plates | 13.32 | 15% | 15.32 | 0.25 | Hubbell | 30A-2p3w 250V TwLk Flanged Inlet | E
HBL2623F | Wiring Devices and Plates | 30 | 15% | 34.5 | 0.5 | Hubbell | 220Deg 30A-2p3w 250V TwLk Connector | E
HBL2623 | Wiring Devices and Plates | 14.29 | 15% | 16.43 | 0.5 | Hubbell | 30A-2p3w 250V TwLk Connector | E
HBL2621F | Wiring Devices and Plates | 17.16 | 15% | 19.73 | 0.5 | Hubbell | 220Deg 30A-2p3w 250V TwLk Plug | E
HBL2616F | Wiring Devices and Plates | 19.04 | 15% | 21.9 | 0.25 | Hubbell | 220Deg 30A-2p3w 125V TwLk Outlet | E
HBL2615F | Wiring Devices and Plates | 18.37 | 15% | 21.13 | 0.25 | Hubbell | 220Deg 30A-2p3w 125V TwLk Inlet | E
HBL2613F | Wiring Devices and Plates | 25.92 | 15% | 29.81 | 0.5 | Hubbell | 220Deg 30A-2p3w 125V TwLk Conn | E
HBL2611F | Wiring Devices and Plates | 15.37 | 15% | 17.68 | 0.5 | Hubbell | 220Deg 30A-2p3w 125V TwLk Plug | E
HBL25W47 | Wiring Devices and Plates | 12.16 | 15% | 13.98 | 0.5 | Hubbell | WP 15A-2p3w 125V TwLk Connector | E
HBL25CM13 | Wiring Devices and Plates | 28.87 | 15% | 33.2 | 0.625 | Hubbell | Corrsn 20A-4p5w 120/208V TwLk Conn | E
HBL25CM11 | Wiring Devices and Plates | 20.19 | 15% | 23.22 | 0.625 | Hubbell | Corrsn 20A-4p5w 120/208V TwLk Plug | E
HBL2547 | Wiring Devices and Plates | 9.01 | 15% | 10.36 | 0.5 | Hubbell | Elastomer 15A-2p3w 125V TwLk Conn | E
HBL2535 | Wiring Devices and Plates | 23.66 | 15% | 27.21 | 0.625 | Hubbell | 20A-4p5w 347/600V TwLk Flange Inlet | E
HBL24W47 | Wiring Devices and Plates | 9.31 | 15% | 10.71 | 0.5 | Hubbell | WP 15A-2p3w 125V TwLk Plug | E
HBL24CM33 | Wiring Devices and Plates | 23 | 15% | 26.45 | 0.5 | Hubbell | Corrosion 20A-3p4w 480V TwLk Conn | E
HBL24CM31 | Wiring Devices and Plates | 17.8 | 15% | 20.47 | 0.5 | Hubbell | Corrosion 20A-3p4w 480V TwLk Plug | E
HBL24CM23 | Wiring Devices and Plates | 17.44 | 15% | 20.06 | 0.5 | Hubbell | Corrosion 20A-3p4w 250V TwLk Conn | E
HBL24CM21 | Wiring Devices and Plates | 12.75 | 15% | 14.66 | 0.5 | Hubbell | Corrosion 20A-3p4w 250V TwLk Plug | E
HBL24CM13 | Wiring Devices and Plates | 13.8 | 15% | 15.87 | 0.5 | Hubbell | Corrsn 20A-3p4w 125/250V TwLk Conn | E
HBL24CM11 | Wiring Devices and Plates | 10.2 | 15% | 11.73 | 0.5 | Hubbell | Corrsn 20A-3p4w 125/250V TwLk Plug | E
HBL2447 | Wiring Devices and Plates | 5.56 | 15% | 6.39 | 0.5 | Hubbell | Elastomer 15A-2p3w 125V TwLk Plug | E
HBL23CM23 | Wiring Devices and Plates | 12.78 | 15% | 14.7 | 0.5 | Hubbell | Corrosion 20A-2p3w 250V TwLk Conn | E
HBL23CM21 | Wiring Devices and Plates | 8.37 | 15% | 9.63 | 0.5 | Hubbell | Corrosion 20A-2p3w 250V TwLk Plug | E
HBL23CM13 | Wiring Devices and Plates | 13.12 | 15% | 15.09 | 0.5 | Hubbell | Corrosion 20A-2p3w 125V TwLk Conn | E
HBL23CM11 | Wiring Devices and Plates | 8.97 | 15% | 10.32 | 0.5 | Hubbell | Corrosion 20A-2p3w 125V TwLk Plug | E
HBL17CM85 | Wiring Devices and Plates | 30.09 | 15% | 34.6 | 0.125 | Hubbell | Ylw Pilot Light WP Press Sw Plate | E
HBL17CM50 | Wiring Devices and Plates | 22.97 | 15% | 26.42 | 0.125 | Hubbell | Yellow WP Press Switch Plate | E
HBL1795 | Wiring Devices and Plates | 24.09 | 15% | 27.7 | 0.125 | Hubbell | Clear WP Press Switch Plate | E
HBL1785 | Wiring Devices and Plates | 23.61 | 15% | 27.15 | 0.125 | Hubbell | Gray Pilot Light WP Press Sw Plate | E
HBL1750 | Wiring Devices and Plates | 22.97 | 15% | 26.42 | 0.125 | Hubbell | Gray WP Press Switch Plate | E
HBL15W47 | Wiring Devices and Plates | 19.68 | 15% | 22.63 | 0.5 | Hubbell | 15A 125V Water/Dust Tight Connector | E
HBL15W33 | Wiring Devices and Plates | 15.58 | 15% | 17.92 | 0.5 | Hubbell | 20A 125V Water/Dust Tight Connector | E
HBL1556L | Wiring Devices and Plates | 20.87 | 15% | 24 | 0.25 | Hubbell | SP 15A Momentary Key Spec Switch | E
HBL1556GY | Wiring Devices and Plates | 10.12 | 15% | 11.64 | 0.25 | Hubbell | Gray 15A Momentary Spec Switch | E
HBL1533 | Wiring Devices and Plates | 12.04 | 15% | 13.85 | 0.5 | Hubbell | 20A 125V Yellow Elastomer Connector | E
HBL14W47 | Wiring Devices and Plates | 11.67 | 15% | 13.42 | 0.5 | Hubbell | 15A 125V Water/Dust Tight Plug | E
HBL14W33 | Wiring Devices and Plates | 13.36 | 15% | 15.36 | 0.5 | Hubbell | 20A 125V Water/Dust Tight Plug | E
HBL1433 | Wiring Devices and Plates | 8.43 | 15% | 9.69 | 0.5 | Hubbell | 20A 125V Yellow Elastomer Plug | E
HBL1298 | Wiring Devices and Plates | 46.6 | 15% | 53.59 | 0.25 | Hubbell | 3W Red 20A Pilot Light Press Swtch | E
HBL1297 | Wiring Devices and Plates | 26.48 | 15% | 30.45 | 0.1875 | Hubbell | SP Red 20A Pilot Light Press Swtch | E
HBL1288I | Wiring Devices and Plates | 34.73 | 15% | 39.94 | 0.25 | Hubbell | 3W Ivy 20A Illum Spec Press Switch | E
HBL1287I | Wiring Devices and Plates | 25.95 | 15% | 29.84 | 0.1875 | Hubbell | SP Ivy 20A Illum Spec Press Switch | E
HBL1284I | Wiring Devices and Plates | 40.58 | 15% | 46.67 | 0.3125 | Hubbell | 4W Ivy 20A Spec Press Switch | E
HBL1284 | Wiring Devices and Plates | 40.58 | 15% | 46.67 | 0.3125 | Hubbell | 4W Brn 20A Spec Press Switch | E
HBL1283I | Wiring Devices and Plates | 11.02 | 15% | 12.67 | 0.25 | Hubbell | 3W Ivy 15A Spec Press Switch | E
HBL1283 | Wiring Devices and Plates | 11.02 | 15% | 12.67 | 0.25 | Hubbell | 3W Brn 15A Spec Press Switch | E
HBL1282I | Wiring Devices and Plates | 19.64 | 15% | 22.59 | 0.3125 | Hubbell | DP Ivy 20A Spec Press Switch | E
HBL1282 | Wiring Devices and Plates | 19.64 | 15% | 22.59 | 0.3125 | Hubbell | DP Brn 20A Spec Press Switch | E
HBL1281MO | Wiring Devices and Plates | 33.2 | 15% | 38.18 | 0.1875 | Hubbell | N/O 20A Momentary Press Switch | E
HBL1281MC | Wiring Devices and Plates | 33.2 | 15% | 38.18 | 0.1875 | Hubbell | N/C 20A Momentary Press Switch | E
HBL1281I | Wiring Devices and Plates | 9.72 | 15% | 11.18 | 0.1875 | Hubbell | SP Ivy 15A Spec Press Switch | E
HBL1281 | Wiring Devices and Plates | 9.72 | 15% | 11.18 | 0.1875 | Hubbell | SP Brn 15A Spec Press Switch | E
HBL1259I | Wiring Devices and Plates | 59.6 | 15% | 68.54 | 0.25 | Hubbell | 4W Ivy 15A Illum Spec Press Switch | E
HBL1257I | Wiring Devices and Plates | 20.2 | 15% | 23.23 | 0.1875 | Hubbell | SP Ivy 15A Illum Spec Press Switch | E
HBL1223IL | Wiring Devices and Plates | 9.64 | 15% | 11.09 | 0.25 | Hubbell | 3W Ivy 20A 277V Illum Spec Switch | E
HBL1221IL | Wiring Devices and Plates | 8.14 | 15% | 9.36 | 0.1875 | Hubbell | SP Ivy 20A 277V Illum Spec Switch | E
GFWT2-HGW | Wiring Devices and Plates | 24.74 | 15% | 28.45 | 0.25 | Leviton | Wht 20A Hosp GFI Recpt w/Indicator | E
GFWT2-HGR | Wiring Devices and Plates | 24.74 | 15% | 28.45 | 0.25 | Leviton | Red 20A Hosp GFI Recpt w/Indicator | E
GFWT2-HGI | Wiring Devices and Plates | 24.74 | 15% | 28.45 | 0.25 | Leviton | Ivy 20A Hosp GFI Recpt w/Indicator | E
GFWT2-HGG | Wiring Devices and Plates | 24.74 | 15% | 28.45 | 0.25 | Leviton | Gry 20A Hosp GFI Recpt w/Indicator | E
GFWT2-HG | Wiring Devices and Plates | 24.74 | 15% | 28.45 | 0.25 | Leviton | Brn 20A Hosp GFI Recpt w/Indicator | E
GFWT1-HGW | Wiring Devices and Plates | 24.29 | 15% | 27.93 | 0.25 | Leviton | Wht 15A Hosp GFI Recpt w/Indicator | E
GFWT1-HGR | Wiring Devices and Plates | 24.29 | 15% | 27.93 | 0.25 | Leviton | Red 15A Hosp GFI Recpt w/Indicator | E
GFWT1-HGI | Wiring Devices and Plates | 24.29 | 15% | 27.93 | 0.25 | Leviton | Ivy 15A Hosp GFI Recpt w/Indicator | E
GFWT1-HGG | Wiring Devices and Plates | 24.29 | 15% | 27.93 | 0.25 | Leviton | Gry 15A Hosp GFI Recpt w/Indicator | E
GFWT1-HG | Wiring Devices and Plates | 24.29 | 15% | 27.93 | 0.25 | Leviton | Brown 15A 125V Hospital GFI Recpt | E
GFTR2-W | Wiring Devices and Plates | 18.77 | 15% | 21.59 | 0.25 | Leviton | Wht 20A GFI TmprResistnt Recp Illum | E
GFTR2-I | Wiring Devices and Plates | 18.77 | 15% | 21.59 | 0.25 | Leviton | Ivy 20A GFI TmprResistnt Recp Illum | E
GFTR2-GY | Wiring Devices and Plates | 18.77 | 15% | 21.59 | 0.25 | Leviton | Gry 20A GFI TmprResistnt Recp Illum | E
GFTR2-E | Wiring Devices and Plates | 18.77 | 15% | 21.59 | 0.25 | Leviton | Blk 20A GFI TmprResistnt Recp Illum | E
GFTR2 | Wiring Devices and Plates | 18.77 | 15% | 21.59 | 0.25 | Leviton | Brn 20A GFI TmprResistnt Recp Illum | E
GFTR1-W | Wiring Devices and Plates | 17.82 | 15% | 20.49 | 0.25 | Leviton | Wht 15A GFI TmprResistnt Recp Illum | E
GFTR1-T | Wiring Devices and Plates | 17.82 | 15% | 20.49 | 0.25 | Leviton | LtA 15A GFI TmprResistnt Recp Illum | E
GFTR1-I | Wiring Devices and Plates | 17.82 | 15% | 20.49 | 0.25 | Leviton | Ivy 15A GFI TmprResistnt Recp Illum | E
GFTR1-GY | Wiring Devices and Plates | 17.82 | 15% | 20.49 | 0.25 | Leviton | Gry 15A GFI TmprResistnt Recp Illum | E
GFTR1-E | Wiring Devices and Plates | 17.82 | 15% | 20.49 | 0.25 | Leviton | Blk 15A GFI TmprResistnt Recp w/LED | E
GFTR1 | Wiring Devices and Plates | 17.82 | 15% | 20.49 | 0.25 | Leviton | Brn 15A GFI TmprResistnt Recp Illum | E
GFNT2-W | Wiring Devices and Plates | 15.61 | 15% | 17.95 | 0.25 | Leviton | Wht 20A GFI Recpt no Indicator | E
GFNT2-I | Wiring Devices and Plates | 15.61 | 15% | 17.95 | 0.25 | Leviton | Ivy 20A GFI Recpt no Indicator | E
GFNT2-GY | Wiring Devices and Plates | 15.61 | 15% | 17.95 | 0.25 | Leviton | Gry 20A GFI Recpt no Indicator | E
GFNT2 | Wiring Devices and Plates | 15.61 | 15% | 17.95 | 0.25 | Leviton | Brn 20A GFI Recpt no Indicator | E
GFNT1-W | Wiring Devices and Plates | 13.53 | 15% | 15.56 | 0.25 | Leviton | Wht 15A GFI Recpt no Indicator | E
GFNT1-I | Wiring Devices and Plates | 13.53 | 15% | 15.56 | 0.25 | Leviton | Ivy 15A GFI Recpt no Indicator | E
GFNT1-GY | Wiring Devices and Plates | 13.53 | 15% | 15.56 | 0.25 | Leviton | Gry 15A GFI Recpt no Indicator | E
GFNT1-E | Wiring Devices and Plates | 13.53 | 15% | 15.56 | 0.25 | Leviton | Blk 15A GFI Recpt no Indicator | E
GFNT1 | Wiring Devices and Plates | 13.53 | 15% | 15.56 | 0.25 | Leviton | Brn 15A GFI Recpt no Indicator | E
GF8200 | Wiring Devices and Plates | 16.13 | 15% | 18.55 | 0.25 | Arrow Hart | Brn 15A Hospital GFI Recpt | E
GF5362WA | Wiring Devices and Plates | 12.46 | 15% | 14.33 | 0.25 | Hubbell | White 20A 125V Spec GFI Recpt | E
GF5362RA | Wiring Devices and Plates | 12.46 | 15% | 14.33 | 0.25 | Hubbell | Red 20A 125V Spec GFI Recpt | E
GF5362IA | Wiring Devices and Plates | 12.46 | 15% | 14.33 | 0.25 | Hubbell | Ivory 20A 125V Spec GFI Recpt | E
GF5362GYA | Wiring Devices and Plates | 12.46 | 15% | 14.33 | 0.25 | Hubbell | Gray 20A 125V Spec GFI Recpt | E
GF5362A | Wiring Devices and Plates | 12.46 | 15% | 14.33 | 0.25 | Hubbell | Brown 20A 125V Spec GFI Recpt | E
GF5352BK | Wiring Devices and Plates | 2.65 | 15% | 3.05 | 0.25 | Hubbell | Black 20A 125V Stnd GFI Recpt | E
GF5342AL | Wiring Devices and Plates | 9.25 | 15% | 10.64 | 0.25 | Arrow Hart | Almnd 20A Commercial GFI Recpt | E
GF5262WA | Wiring Devices and Plates | 11.7 | 15% | 13.46 | 0.25 | Hubbell | White 15A 125V Spec GFI Recpt | E
GF5262R | Wiring Devices and Plates | 11.7 | 15% | 13.46 | 0.25 | Hubbell | Red 15A 125V Spec GFI Recpt | E
GF5262IA | Wiring Devices and Plates | 11.7 | 15% | 13.46 | 0.25 | Hubbell | Ivory 15A 125V Spec GFI Recpt | E
GF5262GYA | Wiring Devices and Plates | 11.7 | 15% | 13.46 | 0.25 | Hubbell | Gray 15A 125V Spec GFI Recpt | E
GF5262A | Wiring Devices and Plates | 11.7 | 15% | 13.46 | 0.25 | Hubbell | Brown 15A 125V Spec GFI Recpt | E
GF5242AL | Wiring Devices and Plates | 9.8 | 15% | 11.27 | 0.25 | Arrow Hart | Almnd 15A Commercial GFI Recpt | E
FS-PP | Wiring Devices and Plates | 23.1 | 15% | 26.57 | 0.75 | Watt Stopper | Integrated Occ Sensor Pwr Pack | E
DW-203-W | Wiring Devices and Plates | 109.99 | 15% | 126.49 | 0.5 | Watt Stopper | White MultiWay DualRelay D/T Sensor | E
DW-203-LA | Wiring Devices and Plates | 109.99 | 15% | 126.49 | 0.5 | Watt Stopper | LtAlm MultiWay DualRelay D/T Sensor | E
DW-203-I | Wiring Devices and Plates | 109.99 | 15% | 126.49 | 0.5 | Watt Stopper | Ivory MultiWay DualRelay D/T Sensor | E
DW-203-G | Wiring Devices and Plates | 109.99 | 15% | 126.49 | 0.5 | Watt Stopper | Gray MultiWay DualRelay D/T Sensor | E
DW-203-B | Wiring Devices and Plates | 109.99 | 15% | 126.49 | 0.5 | Watt Stopper | Black MultiWay DualRelay D/T Sensor | E
DW-200-W-U | Wiring Devices and Plates | 80.15 | 15% | 92.17 | 0.5 | Watt Stopper | White Dual Relay D/T Wall Sensor | E
DW-200-W-FTA | Wiring Devices and Plates | 80.15 | 15% | 92.17 | 0.5 | Watt Stopper | White Dual Relay D/T Wall Sensor | E
DW-200-W | Wiring Devices and Plates | 121.24 | 15% | 139.43 | 0.5 | Watt Stopper | White Dual Relay D/T Wall Sensor | E
DW-200-LA | Wiring Devices and Plates | 121.24 | 15% | 139.43 | 0.5 | Watt Stopper | Lt Almnd Dual Relay D/T Wall Sensor | E
DW-200-I-U | Wiring Devices and Plates | 80.15 | 15% | 92.17 | 0.5 | Watt Stopper | Ivory Dual Relay D/T Wall Sensor | E
DW-200-I-FTA | Wiring Devices and Plates | 80.15 | 15% | 92.17 | 0.5 | Watt Stopper | Ivory Dual Relay D/T Wall Sensor | E
DW-200-I | Wiring Devices and Plates | 121.24 | 15% | 139.43 | 0.5 | Watt Stopper | Ivory Dual Relay D/T Wall Sensor | E
DW-200-G | Wiring Devices and Plates | 121.24 | 15% | 139.43 | 0.5 | Watt Stopper | Gray Dual Relay D/T Wall Sensor | E
DW-200-B | Wiring Devices and Plates | 121.24 | 15% | 139.43 | 0.5 | Watt Stopper | Black Dual Relay D/T Wall Sensor | E
DW-103-W | Wiring Devices and Plates | 100.76 | 15% | 115.87 | 0.5 | Watt Stopper | White Multi-Way Wall Sensor | E
DW-103-LA | Wiring Devices and Plates | 100.76 | 15% | 115.87 | 0.5 | Watt Stopper | Lt Almond Multi-Way Wall Sensor | E
DW-103-I | Wiring Devices and Plates | 100.76 | 15% | 115.87 | 0.5 | Watt Stopper | Ivory Multi-Way Wall Sensor | E
DW-103-G | Wiring Devices and Plates | 100.76 | 15% | 115.87 | 0.5 | Watt Stopper | Gray Multi-Way Wall Sensor | E
DW-103-B | Wiring Devices and Plates | 100.76 | 15% | 115.87 | 0.5 | Watt Stopper | Black Multi-Way Wall Sensor | E
DW-100-W-U | Wiring Devices and Plates | 62.6 | 15% | 71.99 | 0.5 | Watt Stopper | White Dual Tech Wall Sensor | E
DW-100-W-FTA | Wiring Devices and Plates | 69.65 | 15% | 80.1 | 0.5 | Watt Stopper | White Dual Tech Wall Sensor | E
DW-100-W | Wiring Devices and Plates | 103.79 | 15% | 119.36 | 0.5 | Watt Stopper | White Dual Tech Wall Sensor | E
DW-100-LA | Wiring Devices and Plates | 103.79 | 15% | 119.36 | 0.5 | Watt Stopper | Light Almond Dual Tech Wall Sensor | E
DW-100-I-U | Wiring Devices and Plates | 69.65 | 15% | 80.1 | 0.5 | Watt Stopper | Ivory Dual Tech Wall Sensor | E
DW-100-I-FTA | Wiring Devices and Plates | 69.65 | 15% | 80.1 | 0.5 | Watt Stopper | Ivory Dual Tech Wall Sensor | E
DW-100-I | Wiring Devices and Plates | 103.79 | 15% | 119.36 | 0.5 | Watt Stopper | Ivory Dual Tech Wall Sensor | E
DW-100-G | Wiring Devices and Plates | 103.79 | 15% | 119.36 | 0.5 | Watt Stopper | Gray Dual Tech Wall Sensor | E
DW-100-B | Wiring Devices and Plates | 103.79 | 15% | 119.36 | 0.5 | Watt Stopper | Black Dual Tech Wall Sensor | E
DW-100-24-W-U | Wiring Devices and Plates | 69.65 | 15% | 80.1 | 0.5 | Watt Stopper | White Dual Tech Wall Sensor 24V | E
DW-100-24-W-FTA | Wiring Devices and Plates | 63.26 | 15% | 72.75 | 0.5 | Watt Stopper | White Dual Tech Wall Sensor 24V | E
DW-100-24-W | Wiring Devices and Plates | 113.01 | 15% | 129.96 | 0.5 | Watt Stopper | White Dual Tech Wall Sensor 24V | E
DW-100-24-LA | Wiring Devices and Plates | 104.05 | 15% | 119.66 | 0.5 | Watt Stopper | Lt Almond Dual Tech Wall Sensor 24V | E
DW-100-24-I | Wiring Devices and Plates | 104.05 | 15% | 119.66 | 0.5 | Watt Stopper | Ivory Dual Tech Wall Sensor 24V | E
DW-100-24-G | Wiring Devices and Plates | 104.05 | 15% | 119.66 | 0.5 | Watt Stopper | Gray Dual Tech Wall Sensor 24V | E
DW-100-24-B | Wiring Devices and Plates | 104.05 | 15% | 119.66 | 0.5 | Watt Stopper | Black Dual Tech Wall Sensor 24V | E
DT-355 | Wiring Devices and Plates | 119.79 | 15% | 137.76 | 1 | Watt Stopper | 1000 SqFt 120V DT 355 Clng Sensor | E
DT-305-U | Wiring Devices and Plates | 75.6 | 15% | 86.94 | 1 | Watt Stopper | 1000 SqFt 43mA DT 300 Clng Sensor | E
DT-305 | Wiring Devices and Plates | 119.79 | 15% | 137.76 | 1 | Watt Stopper | 1000 SqFt 43mA DT 300 Clng Sensor | E
DT-300-U | Wiring Devices and Plates | 113.4 | 15% | 130.41 | 1 | Watt Stopper | 1000 SqFt 43mA DT 300 Clng Sensor | E
DT-300 | Wiring Devices and Plates | 152.42 | 15% | 175.28 | 1 | Watt Stopper | 1000 SqFt 43mA DT 300 Clng Sensor | E
DT-205 | Wiring Devices and Plates | 117.65 | 15% | 135.3 | 1 | Watt Stopper | Wall Mount 435mA Dual Tech Sensor | E
DSX12-70Z | Wiring Devices and Plates | 43.55 | 15% | 50.08 | 0.25 | Leviton | Lt Alm 1200VA 277V Fluor Slide Dim | E
DSM10-1LZ | Wiring Devices and Plates | 27.45 | 15% | 31.57 | 0.25 | Leviton | SP Lt Alm 1000W Decora Slide Dimmer | E
DSM10-1L | Wiring Devices and Plates | 27.45 | 15% | 31.57 | 0.25 | Leviton | 3W Lt Alm 1000W Decora Slide Dimmer | E
DSL06-1LZ | Wiring Devices and Plates | 17.37 | 15% | 19.98 | 0.25 | Leviton | SP Lt Alm 600W Decora Slide Dimmer | E
DSE06-10Z | Wiring Devices and Plates | 48.82 | 15% | 56.14 | 0.25 | Leviton | Lt Alm 600VA 120V Fluor Slide Dim | E
DS710-10Z | Wiring Devices and Plates | 45.09 | 15% | 51.85 | 0.25 | Leviton | Lt Alm 1200VA 120V Fluor Slide Dim | E
DR15S-W | Wiring Devices and Plates | 4.3 | 15% | 4.95 | 0.25 | Leviton | Wht 15A TmprResist Stnd Decora Recp | E
DR15S-I | Wiring Devices and Plates | 4.3 | 15% | 4.95 | 0.25 | Leviton | Ivy 15A TmprResist Stnd Decora Recp | E
DR15S-A | Wiring Devices and Plates | 2.46 | 15% | 2.83 | 0.25 | Leviton | Alm 15A TmprResist Stnd Decora Recp | E
DR15S | Wiring Devices and Plates | 4.3 | 15% | 4.95 | 0.25 | Leviton | Brn 15A TmprResist Stnd Decora Recp | E
DEC420W | Wiring Devices and Plates | 11.03 | 15% | 12.68 | 0.3125 | Arrow Hart | 4W White 20A Stnd Harmony Switch | E
DEC420I | Wiring Devices and Plates | 11.03 | 15% | 12.68 | 0.3125 | Arrow Hart | 4W Ivory 20A Stnd Harmony Switch | E
DEC420GRY | Wiring Devices and Plates | 11.03 | 15% | 12.68 | 0.3125 | Arrow Hart | 4W Gray 20A Stnd Harmony Switch | E
DEC420BLK | Wiring Devices and Plates | 11.03 | 15% | 12.68 | 0.3125 | Arrow Hart | 4W Black 20A Stnd Harmony Switch | E
DEC420AL | Wiring Devices and Plates | 10.94 | 15% | 12.58 | 0.3125 | Arrow Hart | 4W Almnd 20A Stnd Harmony Switch | E
DEC420 | Wiring Devices and Plates | 11.03 | 15% | 12.68 | 0.3125 | Arrow Hart | 4W Brown 20A Stnd Harmony Switch | E
DEC415GRY | Wiring Devices and Plates | 10.54 | 15% | 12.12 | 0.3125 | Arrow Hart | 4W Gray 15A Stnd Harmony Switch | E
DEC415 | Wiring Devices and Plates | 11.17 | 15% | 12.85 | 0.3125 | Arrow Hart | 4W Brown 15A Stnd Harmony Switch | E
DEC320W | Wiring Devices and Plates | 4.04 | 15% | 4.65 | 0.25 | Arrow Hart | 3W White 20A Stnd Harmony Switch | E
DEC320LW | Wiring Devices and Plates | 8.39 | 15% | 9.65 | 0.25 | Arrow Hart | 3W White 20A Stnd Illum Harmony Sw | E
DEC320LI | Wiring Devices and Plates | 8.39 | 15% | 9.65 | 0.25 | Arrow Hart | 3W Ivory 20A Stnd Illum Harmony Sw | E
DEC320I | Wiring Devices and Plates | 4.04 | 15% | 4.65 | 0.25 | Arrow Hart | 3W Ivory 20A Stnd Harmony Switch | E
DEC320GRY | Wiring Devices and Plates | 4.04 | 15% | 4.65 | 0.25 | Arrow Hart | 3W Gray 20A Stnd Harmony Switch | E
DEC320BLK | Wiring Devices and Plates | 4.83 | 15% | 5.55 | 0.25 | Arrow Hart | 3W Black 20A Stnd Harmony Switch | E
DEC320AL | Wiring Devices and Plates | 4.8 | 15% | 5.52 | 0.25 | Arrow Hart | 3W Almnd 20A Stnd Harmony Switch | E
DEC320 | Wiring Devices and Plates | 4.83 | 15% | 5.55 | 0.25 | Arrow Hart | 3W Brown 20A Stnd Harmony Switch | E
DEC220W | Wiring Devices and Plates | 6.63 | 15% | 7.62 | 0.3125 | Arrow Hart | DP White 20A Stnd Harmony Switch | E
DEC220I | Wiring Devices and Plates | 6.63 | 15% | 7.62 | 0.3125 | Arrow Hart | DP Ivory 20A Stnd Harmony Switch | E
DEC220GRY | Wiring Devices and Plates | 6.63 | 15% | 7.62 | 0.3125 | Arrow Hart | DP Gray 20A Stnd Harmony Switch | E
DEC220BLK | Wiring Devices and Plates | 6.63 | 15% | 7.62 | 0.3125 | Arrow Hart | DP Black 20A Stnd Harmony Switch | E
DEC220AL | Wiring Devices and Plates | 6.58 | 15% | 7.57 | 0.3125 | Arrow Hart | DP Almnd 20A Stnd Harmony Switch | E
DEC220 | Wiring Devices and Plates | 6.63 | 15% | 7.62 | 0.3125 | Arrow Hart | DP Brown 20A Stnd Harmony Switch | E
DEC215GRY | Wiring Devices and Plates | 6.98 | 15% | 8.03 | 0.3125 | Arrow Hart | DP Gray 15A Stnd Harmony Switch | E
DEC120W | Wiring Devices and Plates | 3.38 | 15% | 3.89 | 0.1875 | Arrow Hart | SP White 20A Stnd Harmony Switch | E
DEC120LW | Wiring Devices and Plates | 4.04 | 15% | 4.65 | 0.1875 | Arrow Hart | SP White 20A Stnd Illum Harmony Sw | E
DEC120LI | Wiring Devices and Plates | 4.04 | 15% | 4.65 | 0.1875 | Arrow Hart | SP Ivory 20A Stnd Illum Harmony Sw | E
DEC120I | Wiring Devices and Plates | 3.38 | 15% | 3.89 | 0.1875 | Arrow Hart | SP Ivory 20A Stnd Harmony Switch | E
DEC120GRY | Wiring Devices and Plates | 3.38 | 15% | 3.89 | 0.1875 | Arrow Hart | SP Gray 20A Stnd Harmony Switch | E
DEC120BLK | Wiring Devices and Plates | 3.38 | 15% | 3.89 | 0.1875 | Arrow Hart | SP Black 20A Stnd Harmony Switch | E
DEC120AL | Wiring Devices and Plates | 3.36 | 15% | 3.86 | 0.1875 | Arrow Hart | SP Almnd 20A Stnd Harmony Switch | E
DEC120 | Wiring Devices and Plates | 3.38 | 15% | 3.89 | 0.1875 | Arrow Hart | SP Brown 20A Stnd Harmony Switch | E
CX-105-4 | Wiring Devices and Plates | 70.68 | 15% | 81.28 | 1 | Watt Stopper | 50 SqFt 8mA CX Clng Sensor | E
CX-105-3 | Wiring Devices and Plates | 70.68 | 15% | 81.28 | 1 | Watt Stopper | 120 SqFt 8mA CX Clng Sensor | E
CX-105-1 | Wiring Devices and Plates | 70.71 | 15% | 81.32 | 1 | Watt Stopper | 90 SqFt 8mA CX Clng Sensor | E
CX-105 | Wiring Devices and Plates | 70.71 | 15% | 81.32 | 1 | Watt Stopper | 2000 SqFt 8mA CX Clng Sensor | E
CX-100-4 | Wiring Devices and Plates | 73.58 | 15% | 84.62 | 1 | Watt Stopper | 50 SqFt 19mA CX Clng Sensor | E
CX-100-3 | Wiring Devices and Plates | 73.58 | 15% | 84.62 | 1 | Watt Stopper | 120 SqFt 19mA CX Clng Sensor | E
CX-100-1 | Wiring Devices and Plates | 73.58 | 15% | 84.62 | 1 | Watt Stopper | 90 SqFt 19mA CX Clng Sensor | E
CX-100 | Wiring Devices and Plates | 73.58 | 15% | 84.62 | 1 | Watt Stopper | 2000 SqFt 19mA CX Clng Sensor | E
CWP8H | Wiring Devices and Plates | 1.17 | 15% | 1.35 | 0.125 | Hubbell | 1G Duplex WP Die Cast Plate | E
CU-250-W | Wiring Devices and Plates | 54.5 | 15% | 62.68 | 0.5 | Watt Stopper | White Ultrasonic Vacancy Sensor | E
CU-250-LA | Wiring Devices and Plates | 54.5 | 15% | 62.68 | 0.5 | Watt Stopper | Lt Almond Ultrasonic Vacancy Sensor | E
CU-250-I | Wiring Devices and Plates | 54.5 | 15% | 62.68 | 0.5 | Watt Stopper | Ivory Ultrasonic Vacancy Sensor | E
CU-250-B | Wiring Devices and Plates | 54.5 | 15% | 62.68 | 0.5 | Watt Stopper | Black Ultrasonic Vacancy Sensor | E
CU-250-A | Wiring Devices and Plates | 54.5 | 15% | 62.68 | 0.5 | Watt Stopper | Almond Ultrasonic Vacancy Sensor | E
CSB4-20I | Wiring Devices and Plates | 8.1 | 15% | 9.32 | 0.3125 | Leviton | 4W Ivy 20A Stnd Switch | E
CSB4-20 | Wiring Devices and Plates | 8.1 | 15% | 9.32 | 0.3125 | Leviton | 4W Brn 20A Stnd Switch | E
CSB3-20I | Wiring Devices and Plates | 2.58 | 15% | 2.97 | 0.25 | Leviton | 3W Ivy 20A Stnd Switch | E
CSB3-20 | Wiring Devices and Plates | 2.58 | 15% | 2.97 | 0.25 | Leviton | 3W Brn 20A Stnd Switch | E
CSB3-15I | Wiring Devices and Plates | 2.14 | 15% | 2.46 | 0.25 | Leviton | 3W Ivy 15A Stnd Switch | E
CSB3-15 | Wiring Devices and Plates | 2.14 | 15% | 2.46 | 0.25 | Leviton | 3W Brn 15A Stnd Switch | E
CSB2-20I | Wiring Devices and Plates | 4.66 | 15% | 5.36 | 0.3125 | Leviton | DP Ivy 20A Stnd Switch | E
CSB2-20 | Wiring Devices and Plates | 4.66 | 15% | 5.36 | 0.3125 | Leviton | DP Brn 20A Stnd Switch | E
CSB2-15I | Wiring Devices and Plates | 4.46 | 15% | 5.13 | 0.3125 | Leviton | DP Ivy 15A Stnd Switch | E
CSB2-15 | Wiring Devices and Plates | 4.46 | 15% | 5.13 | 0.3125 | Leviton | DP Brn 15A Stnd Switch | E
CSB1-20I | Wiring Devices and Plates | 1.94 | 15% | 2.23 | 0.1875 | Leviton | SP Ivy 20A Stnd Switch | E
CSB1-20 | Wiring Devices and Plates | 1.94 | 15% | 2.23 | 0.1875 | Leviton | SP Brn 20A Stnd Switch | E
CSB1-15I | Wiring Devices and Plates | 1.86 | 15% | 2.14 | 0.1875 | Leviton | SP Ivy 15A Stnd Switch | E
CSB1-15 | Wiring Devices and Plates | 1.86 | 15% | 2.14 | 0.1875 | Leviton | SP Brn 15A Stnd Switch | E
CS84-75 | Wiring Devices and Plates | 69.97 | 15% | 80.47 | 0.25 | Leviton | 50A-2p3w 480V TwLk Flanged Inlet | E
CS846-9 | Wiring Devices and Plates | 49.26 | 15% | 56.65 | 0.25 | Leviton | Single 50A-2p3w 480V TwLk Recp | E
CS846-5C | Wiring Devices and Plates | 50.12 | 15% | 57.64 | 0.5 | Leviton | 50A-2p3w 480V TwLk Plug | E
CS84-64C | Wiring Devices and Plates | 70.6 | 15% | 81.19 | 0.5 | Leviton | 50A-2p3w 480V TwLk Connector | E
CS837-5 | Wiring Devices and Plates | 43.12 | 15% | 49.59 | 0.3125 | Leviton | 50A-3p4w 250V TwLk Flanged Inlet | E
CS836-9 | Wiring Devices and Plates | 46.84 | 15% | 53.87 | 0.3125 | Leviton | Single 50A-3p4w 250V TwLk Recp | E
CS836-5C | Wiring Devices and Plates | 46.99 | 15% | 54.04 | 0.5 | Leviton | 50A-3p4w 250V TwLk Plug | E
CS836-4C | Wiring Devices and Plates | 61.14 | 15% | 70.31 | 0.5 | Leviton | 50A-3p4w 250V TwLk Connector | E
CS82-75 | Wiring Devices and Plates | 40.41 | 15% | 46.47 | 0.25 | Leviton | 50A-2p3w 250V TwLk Flanged Inlet | E
CS82-69 | Wiring Devices and Plates | 59.17 | 15% | 68.05 | 0.25 | Leviton | Single 50A-2p3w 250V TwLk Recp | E
CS82-65C | Wiring Devices and Plates | 45.41 | 15% | 52.22 | 0.5 | Leviton | 50A-2p3w 250V TwLk Plug | E
CS82-64C | Wiring Devices and Plates | 58.49 | 15% | 67.26 | 0.5 | Leviton | 50A-2p3w 250V TwLk Connector | E
CS817-5 | Wiring Devices and Plates | 43.12 | 15% | 49.59 | 0.3125 | Leviton | 50A-3p4w 480V TwLk Flanged Inlet | E
CS816-9 | Wiring Devices and Plates | 46.84 | 15% | 53.87 | 0.3125 | Leviton | Single 50A-3p4w 480V TwLk Recp | E
CS816-5C | Wiring Devices and Plates | 46.99 | 15% | 54.04 | 0.5 | Leviton | 50A-3p4w 480V TwLk Plug | E
CS816-4C | Wiring Devices and Plates | 61.14 | 15% | 70.31 | 0.5 | Leviton | 50A-3p4w 480V TwLk Connector | E
CS63-77 | Wiring Devices and Plates | 29.28 | 15% | 33.67 | 0.25 | Leviton | 50A-2p3w 125V TwLk Flanged Inlet | E
CS637-5 | Wiring Devices and Plates | 43.12 | 15% | 49.59 | 0.375 | Leviton | 50A-3p4w 125/250V TwLk Flange Inlet | E
CS63-70 | Wiring Devices and Plates | 30.17 | 15% | 34.7 | 0.25 | Leviton | Single 50A-2p3w 125V TwLk Recp | E
CS636-9 | Wiring Devices and Plates | 41.9 | 15% | 48.19 | 0.375 | Leviton | Single 50A-3p4w 125/250V TwLk Recp | E
CS636-5C | Wiring Devices and Plates | 46.99 | 15% | 54.04 | 0.5 | Leviton | 50A-3p4w 125/250V TwLk Plug | E
CS636-4C | Wiring Devices and Plates | 54.79 | 15% | 63.01 | 0.5 | Leviton | 50A-3p4w 125/250V TwLk Connector | E
CS63-61C | Wiring Devices and Plates | 31.53 | 15% | 36.26 | 0.5 | Leviton | 50A-2p3w 125V TwLk Plug | E
CS63-60C | Wiring Devices and Plates | 37.24 | 15% | 42.83 | 0.5 | Leviton | 50A-2p3w 125V TwLk Connector | E
CS-50-W | Wiring Devices and Plates | 28.5 | 15% | 32.78 | 0.375 | Watt Stopper | White Vacancy Sensor | E
CS-50-LA | Wiring Devices and Plates | 28.5 | 15% | 32.78 | 0.375 | Watt Stopper | Lt Almond Vacancy Sensor | E
CS-50-I | Wiring Devices and Plates | 28.5 | 15% | 32.78 | 0.375 | Watt Stopper | Ivory Vacancy Sensor | E
CS-50-B | Wiring Devices and Plates | 28.5 | 15% | 32.78 | 0.375 | Watt Stopper | Black Vacancy Sensor | E
CS-50-A | Wiring Devices and Plates | 28.5 | 15% | 32.78 | 0.375 | Watt Stopper | Almond Vacancy Sensor | E
CS420-2W | Wiring Devices and Plates | 7.97 | 15% | 9.17 | 0.3125 | Leviton | 4W Wht 20A Stnd Switch w/Ground | E
CS420-2I | Wiring Devices and Plates | 7.97 | 15% | 9.17 | 0.3125 | Leviton | 4W Ivy 20A Stnd Switch w/Ground | E
CS420-2GY | Wiring Devices and Plates | 7.97 | 15% | 9.17 | 0.3125 | Leviton | 4W Gry 20A Stnd Switch w/Ground | E
CS420-2 | Wiring Devices and Plates | 7.97 | 15% | 9.17 | 0.3125 | Leviton | 4W Brn 20A Stnd Switch w/Ground | E
CS415-2W | Wiring Devices and Plates | 9.06 | 15% | 10.42 | 0.3125 | Leviton | 4W Wht 15A Stnd Switch w/Ground | E
CS415-2I | Wiring Devices and Plates | 9.06 | 15% | 10.42 | 0.3125 | Leviton | 4W Ivy 15A Stnd Switch w/Ground | E
CS415-2GY | Wiring Devices and Plates | 9.06 | 15% | 10.42 | 0.3125 | Leviton | 4W Gry 15A Stnd Switch w/Ground | E
CS415-2 | Wiring Devices and Plates | 9.06 | 15% | 10.42 | 0.3125 | Leviton | 4W Brn 15A Stnd Switch w/Ground | E
CS-350-N-W | Wiring Devices and Plates | 49.05 | 15% | 56.41 | 0.5 | Watt Stopper | White Dual Relay Vacancy Sensor | E
CS-350-N-LA | Wiring Devices and Plates | 49.05 | 15% | 56.41 | 0.5 | Watt Stopper | Lt Almond Dual Relay Vacancy Sensor | E
CS-350-N-I | Wiring Devices and Plates | 49.05 | 15% | 56.41 | 0.5 | Watt Stopper | Ivory Dual Relay Vacancy Sensor | E
CS-350-N-B | Wiring Devices and Plates | 49.05 | 15% | 56.41 | 0.5 | Watt Stopper | Black Dual Relay Vacancy Sensor | E
CS-350-N-A | Wiring Devices and Plates | 49.05 | 15% | 56.41 | 0.5 | Watt Stopper | Almond Dual Relay Vacancy Sensor | E
CS320-2W | Wiring Devices and Plates | 2.14 | 15% | 2.46 | 0.25 | Leviton | 3W Wht 20A Stnd Switch w/Ground | E
CS320-2I | Wiring Devices and Plates | 2.14 | 15% | 2.46 | 0.25 | Leviton | 3W Ivy 20A Stnd Switch w/Ground | E
CS320-2GY | Wiring Devices and Plates | 2.14 | 15% | 2.46 | 0.25 | Leviton | 3W Gry 20A Stnd Switch w/Ground | E
CS320-2 | Wiring Devices and Plates | 2.14 | 15% | 2.46 | 0.25 | Leviton | 3W Brn 20A Stnd Switch w/Ground | E
CS315-2W | Wiring Devices and Plates | 2.54 | 15% | 2.92 | 0.25 | Leviton | 3W Wht 15A Stnd Switch w/Ground | E
CS315-2I | Wiring Devices and Plates | 2.54 | 15% | 2.92 | 0.25 | Leviton | 3W Ivy 15A Stnd Switch w/Ground | E
CS315-2GY | Wiring Devices and Plates | 2.54 | 15% | 2.92 | 0.25 | Leviton | 3W Gry 15A Stnd Switch w/Ground | E
CS315-2 | Wiring Devices and Plates | 2.54 | 15% | 2.92 | 0.25 | Leviton | 3W Brn 15A Stnd Switch w/Ground | E
CS220-2W | Wiring Devices and Plates | 6.53 | 15% | 7.51 | 0.3125 | Leviton | DP Wht 20A Stnd Switch w/Ground | E
CS220-2I | Wiring Devices and Plates | 6.53 | 15% | 7.51 | 0.3125 | Leviton | DP Ivy 20A Stnd Switch w/Ground | E
CS220-2GY | Wiring Devices and Plates | 6.53 | 15% | 7.51 | 0.3125 | Leviton | DP Gry 20A Stnd Switch w/Ground | E
CS220-2 | Wiring Devices and Plates | 6.53 | 15% | 7.51 | 0.3125 | Leviton | DP Brn 20A Stnd Switch w/Ground | E
CS215-2W | Wiring Devices and Plates | 5.35 | 15% | 6.15 | 0.3125 | Leviton | DP Wht 15A Stnd Switch w/Ground | E
CS215-2I | Wiring Devices and Plates | 5.35 | 15% | 6.15 | 0.3125 | Leviton | DP Ivy 15A Stnd Switch w/Ground | E
CS215-2GY | Wiring Devices and Plates | 5.35 | 15% | 6.15 | 0.3125 | Leviton | DP Gry 15A Stnd Switch w/Ground | E
CS215-2 | Wiring Devices and Plates | 5.35 | 15% | 6.15 | 0.3125 | Leviton | DP Brn 15A Stnd Switch w/Ground | E
CS120-2W | Wiring Devices and Plates | 2.12 | 15% | 2.44 | 0.1875 | Leviton | SP Wht 20A Stnd Switch w/Ground | E
CS120-2I | Wiring Devices and Plates | 2.12 | 15% | 2.44 | 0.1875 | Leviton | SP Ivy 20A Stnd Switch w/Ground | E
CS120-2GY | Wiring Devices and Plates | 2.12 | 15% | 2.44 | 0.1875 | Leviton | SP Gry 20A Stnd Switch w/Ground | E
CS120-2 | Wiring Devices and Plates | 2.12 | 15% | 2.44 | 0.1875 | Leviton | SP Brn 20A Stnd Switch w/Ground | E
CS115-2W | Wiring Devices and Plates | 1.84 | 15% | 2.12 | 0.1875 | Leviton | SP Wht 15A Stnd Switch w/Ground | E
CS115-2I | Wiring Devices and Plates | 1.84 | 15% | 2.12 | 0.1875 | Leviton | SP Ivy 15A Stnd Switch w/Ground | E
CS115-2GY | Wiring Devices and Plates | 1.84 | 15% | 2.12 | 0.1875 | Leviton | SP Gry 15A Stnd Switch w/Ground | E
CS115-2 | Wiring Devices and Plates | 1.84 | 15% | 2.12 | 0.1875 | Leviton | SP Brn 15A Stnd Switch w/Ground | E
CS1001 | Wiring Devices and Plates | 94.4 | 15% | 108.56 | 0.75 | Pass & Seymour | Passive Infrared Occupancy Sensor | E
CR6307 | Wiring Devices and Plates | 24.62 | 15% | 28.31 | 0.25 | Pass & Seymour | Duplex Ylw 20A 125V Moisture Recp | E
CR6207 | Wiring Devices and Plates | 12.06 | 15% | 13.87 | 0.25 | Pass & Seymour | Duplex Ylw 15A 125V Moisture Recp | E
CR6200 | Wiring Devices and Plates | 18.93 | 15% | 21.77 | 0.25 | Pass & Seymour | Duplex Ylw 15A 125V Corrosion Recpt | E
CR20-W | Wiring Devices and Plates | 1.44 | 15% | 1.66 | 0.25 | Leviton | Duplex Wht 20A 125V Stnd Recpt | E
CR20-I | Wiring Devices and Plates | 1.44 | 15% | 1.66 | 0.25 | Leviton | Duplex Ivy 20A 125V Stnd Recpt | E
CR20-GY | Wiring Devices and Plates | 1.44 | 15% | 1.66 | 0.25 | Leviton | Duplex Gry 20A 125V Stnd Recpt | E
CR20 | Wiring Devices and Plates | 1.44 | 15% | 1.66 | 0.25 | Leviton | Duplex Brn 20A 125V Stnd Recpt | E
CR15-W | Wiring Devices and Plates | 1.4 | 15% | 1.61 | 0.25 | Leviton | Duplex Wht 15A 125V Stnd Recpt | E
CR15S-W | Wiring Devices and Plates | 4.82 | 15% | 5.54 | 0.25 | Leviton | Duplex Wht 15A Stnd TmprResist Recp | E
CR15S-I | Wiring Devices and Plates | 4.82 | 15% | 5.54 | 0.25 | Leviton | Duplex Ivy 15A Stnd TmprResist Recp | E
CR15S | Wiring Devices and Plates | 4.82 | 15% | 5.54 | 0.25 | Leviton | Duplex Brn 15A Stnd TmprResist Recp | E
CR15-I | Wiring Devices and Plates | 1.45 | 15% | 1.67 | 0.25 | Leviton | Duplex Ivy 15A 125V Stnd Recpt | E
CR15-GY | Wiring Devices and Plates | 1.45 | 15% | 1.67 | 0.25 | Leviton | Duplex Gry 15A 125V Stnd Recpt | E
CR15 | Wiring Devices and Plates | 1.45 | 15% | 1.67 | 0.25 | Leviton | Duplex Brn 15A 125V Stnd Recpt | E
CI-355-I | Wiring Devices and Plates | 77.61 | 15% | 89.25 | 1 | Watt Stopper | 500 SqFt 120V CI 355 Clng Sensor | E
CI-355-1 | Wiring Devices and Plates | 70.56 | 15% | 81.14 | 0.75 | Watt Stopper | 500 SqFt LineVolt PIR Clng Sensor | E
CI-355 | Wiring Devices and Plates | 68.16 | 15% | 78.38 | 0.75 | Watt Stopper | 1200 SqFt LineVolt PIR Clng Sensor | E
CI-305-I | Wiring Devices and Plates | 79.11 | 15% | 90.98 | 1 | Watt Stopper | 500 SqFt 9mA CI 300 Clng Sensor | E
CI-305-1 | Wiring Devices and Plates | 70.56 | 15% | 81.14 | 1 | Watt Stopper | 500 SqFt 9mA PIR Ceiling Sensor | E
CI-305 | Wiring Devices and Plates | 79.11 | 15% | 90.98 | 1 | Watt Stopper | 1200 SqFt 9mA CI 300 Clng Sensor | E
CI-300-I | Wiring Devices and Plates | 95.32 | 15% | 109.62 | 1 | Watt Stopper | 500 SqFt 20mA CI 300 Clng Sensor | E
CI-300 | Wiring Devices and Plates | 95.32 | 15% | 109.62 | 1 | Watt Stopper | 1200 SqFt 20mA CI 300 Clng Sensor | E
CI-24-1 | Wiring Devices and Plates | 56.59 | 15% | 65.08 | 1 | Watt Stopper | HVAC 24V Hi-Density PIR Sensor | E
CI-24 | Wiring Devices and Plates | 54.67 | 15% | 62.87 | 1 | Watt Stopper | HVAC 24V PIR Sensor | E
CI-205-U | Wiring Devices and Plates | 54.6 | 15% | 62.79 | 1 | Watt Stopper | 1200 SqFt 2011mA CI 200 Clng Sensor | E
CI-205-1 | Wiring Devices and Plates | 73.54 | 15% | 84.57 | 1 | Watt Stopper | 500 SqFt 11Ma CI 200 Clng Sensor | E
CI-205 | Wiring Devices and Plates | 73.54 | 15% | 84.57 | 1 | Watt Stopper | 1200 SqFt 11mA CI 200 Clng Sensor | E
CI-200-U | Wiring Devices and Plates | 91.94 | 15% | 105.73 | 1 | Watt Stopper | 1200 SqFt 20mA CI 200 Clng Sensor | E
CI-200-I | Wiring Devices and Plates | 91.94 | 15% | 105.73 | 1 | Watt Stopper | 500 SqFt 20mA CI 200 Clng Sensor | E
CI-200 | Wiring Devices and Plates | 91.94 | 15% | 105.73 | 1 | Watt Stopper | 1200 SqFt 20mA CI 200 Clng Sensor | E
CI-12-1 | Wiring Devices and Plates | 56.59 | 15% | 65.08 | 1 | Watt Stopper | HVAC 12V Hi-Density PIR Sensor | E
CI-12 | Wiring Devices and Plates | 54.67 | 15% | 62.87 | 1 | Watt Stopper | HVAC 12V PIR Sensor | E
CH-250-W | Wiring Devices and Plates | 47.04 | 15% | 54.1 | 0.5 | Watt Stopper | White Multi-Way Vacancy Sensor | E
CH-250-LA | Wiring Devices and Plates | 47.04 | 15% | 54.1 | 0.5 | Watt Stopper | Lt Almond Multi-Way Vacancy Sensor | E
CH-250-I | Wiring Devices and Plates | 47.04 | 15% | 54.1 | 0.5 | Watt Stopper | Ivory Multi-Way Vacancy Sensor | E
CH-250-B | Wiring Devices and Plates | 47.04 | 15% | 54.1 | 0.5 | Watt Stopper | Black Multi-Way Vacancy Sensor | E
CH-250-A | Wiring Devices and Plates | 47.04 | 15% | 54.1 | 0.5 | Watt Stopper | Almond Multi-Way Vacancy Sensor | E
CD-250-W | Wiring Devices and Plates | 49.96 | 15% | 57.45 | 0.5 | Watt Stopper | White Dimmable Vacancy Sensor | E
CD-250-LA | Wiring Devices and Plates | 49.96 | 15% | 57.45 | 0.5 | Watt Stopper | Lt Almond Dimmable Vacancy Sensor | E
CD-250-I | Wiring Devices and Plates | 49.96 | 15% | 57.45 | 0.5 | Watt Stopper | Ivory Dimmable Vacancy Sensor | E
CD-250-B | Wiring Devices and Plates | 49.96 | 15% | 57.45 | 0.5 | Watt Stopper | Black Dimmable Vacancy Sensor | E
CD-250-A | Wiring Devices and Plates | 49.96 | 15% | 57.45 | 0.5 | Watt Stopper | Almond Dimmable Vacancy Sensor | E
CB-100-3 | Wiring Devices and Plates | 127.89 | 15% | 147.07 | 1 | Watt Stopper | HVAC Low Temp 2 Aisle PIR Sensor | E
CB-100-1 | Wiring Devices and Plates | 123.54 | 15% | 142.07 | 1 | Watt Stopper | HVAC Low Temp Long Range PIR Sensor | E
CB-100 | Wiring Devices and Plates | 123.54 | 15% | 142.07 | 1 | Watt Stopper | HVAC Low Temp PIR Sensor | E
C277E-P | Wiring Devices and Plates | 24.5 | 15% | 28.18 | 0.75 | Watt Stopper | 277V 2 Relay Occ Sensor Pwr Pack | E
C120E-P | Wiring Devices and Plates | 39.69 | 15% | 45.64 | 0.75 | Watt Stopper | 120V Ocp Sensor 2 Relay Power Pack | E
BZ-50RC | Wiring Devices and Plates | 34.44 | 15% | 39.61 | 0.75 | Watt Stopper | Universal RJ45 Occ Sensor Pwr Pack | E
BZ-50 | Wiring Devices and Plates | 31.4 | 15% | 36.11 | 0.75 | Watt Stopper | Universal Occ Sensor Pwr Pack | E
BZ-480I | Wiring Devices and Plates | 18.9 | 15% | 21.74 | 0.75 | Watt Stopper | Internal 2 Ph Occ Sensor Pwr Pac | E
BZ-480E | Wiring Devices and Plates | 18.9 | 15% | 21.74 | 0.75 | Watt Stopper | External 2 Ph Occ Sensor Pwr Pack | E
BZ-150 | Wiring Devices and Plates | 38.34 | 15% | 44.09 | 0.75 | Watt Stopper | Auto Universal Occ Sensor Pwr Pack | E
BZ-100 | Wiring Devices and Plates | 27.69 | 15% | 31.84 | 0.75 | Watt Stopper | 120/277V Ocp Sensor Power Pack | E
BZ100 | Wiring Devices and Plates | 23.1 | 15% | 26.57 | 0.75 | Watt Stopper | 120/277V B Occ Sensor Pwr Pack | E
BR20W | Wiring Devices and Plates | 2.23 | 15% | 2.56 | 0.25 | Arrow Hart | Duplex Wht 20A 125V Stnd Recpt | E
BR20RED | Wiring Devices and Plates | 2.23 | 15% | 2.56 | 0.25 | Arrow Hart | Duplex Red 20A 125V Stnd Recpt | E
BR20I | Wiring Devices and Plates | 1.67 | 15% | 1.92 | 0.25 | Arrow Hart | Duplex Ivy 20A 125V Stnd Recpt | E
BR20GRY | Wiring Devices and Plates | 1.98 | 15% | 2.28 | 0.25 | Arrow Hart | Duplex Gry 20A 125V Stnd Recpt | E
BR20BLU | Wiring Devices and Plates | 2.62 | 15% | 3.01 | 0.25 | Arrow Hart | Duplex Blue 20A 125V Stnd Recpt | E
BR20BLK | Wiring Devices and Plates | 2.23 | 15% | 2.56 | 0.25 | Arrow Hart | Duplex Blk 20A 125V Stnd Recpt | E
BR20 | Wiring Devices and Plates | 1.67 | 15% | 1.92 | 0.25 | Arrow Hart | Duplex Brn 20A 125V Stnd Recpt | E
BR15W | Wiring Devices and Plates | 1.94 | 15% | 2.23 | 0.25 | Arrow Hart | Duplex Wht 15A 125V Stnd Recpt | E
BR15I | Wiring Devices and Plates | 1.72 | 15% | 1.98 | 0.25 | Arrow Hart | Duplex Ivy 15A 125V Stnd Recpt | E
BR15GRY | Wiring Devices and Plates | 1.94 | 15% | 2.23 | 0.25 | Arrow Hart | Duplex Gry 15A 125V Stnd Recpt | E
BR15 | Wiring Devices and Plates | 1.72 | 15% | 1.98 | 0.25 | Arrow Hart | Duplex Brn 15A 125V Stnd Recpt | E
BO8 | Wiring Devices and Plates | 3.12 | 15% | 3.59 | 0.0625 | Pass & Seymour | 1G Dup Recp Brass Jumbo Line Plate | E
BO26 | Wiring Devices and Plates | 3.64 | 15% | 4.19 | 0.075 | Pass & Seymour | 1G Brass Jumbo SIERRA Line Plate | E
BO1 | Wiring Devices and Plates | 3.12 | 15% | 3.59 | 0.075 | Pass & Seymour | 1G Switch Brass Jumbo Line Plate | E
BJ8 | Wiring Devices and Plates | 2.49 | 15% | 2.86 | 0.0625 | Pass & Seymour | 1G Dup Recp Brass Jr Jumbo Plate | E
BJ26 | Wiring Devices and Plates | 2.49 | 15% | 2.86 | 0.075 | Pass & Seymour | 1G Brass JrJumbo SIERRA Plate | E
BJ2 | Wiring Devices and Plates | 5.07 | 15% | 5.83 | 0.1 | Pass & Seymour | 2G Switch Brass Jr Jumbo Plate | E
BJ1 | Wiring Devices and Plates | 2.49 | 15% | 2.86 | 0.075 | Pass & Seymour | 1G Switch Brass Jr Jumbo Plate | E
BD-100M | Wiring Devices and Plates | 39.3 | 15% | 45.2 | 0.75 | Watt Stopper | 277V DIN Rail Occ Sensor Pwr Pack | E
BC-100E-P | Wiring Devices and Plates | 19.95 | 15% | 22.94 | 0.75 | Watt Stopper | 120V DIN Rail Occ Sensor Pwr Pack | E
B83 | Wiring Devices and Plates | 9.48 | 15% | 10.9 | 0.1 | Pass & Seymour | 3G Dup Recp Brass Line Plate | E
B8 | Wiring Devices and Plates | 2.91 | 15% | 3.35 | 0.1 | Hubbell | Brass 20A 3-4p Duplex Recpt Plate | E
B760 | Wiring Devices and Plates | 7.24 | 15% | 8.33 | 0.075 | Pass & Seymour | 1G Hz Louver Brass Line Plate | E
B720 | Wiring Devices and Plates | 6.62 | 15% | 7.61 | 0.1 | Hubbell | 1G 1.580 Recp Brass Plate | E
B701 | Wiring Devices and Plates | 6.63 | 15% | 7.62 | 0.1 | Hubbell | Brass30A-4w Recpt Plate | E
B7 | Wiring Devices and Plates | 3.71 | 15% | 4.27 | 0.1 | Hubbell | Brass 20A 3p3w Recpt Plate | E
B277E | Wiring Devices and Plates | 23.1 | 15% | 26.57 | 0.75 | Watt Stopper | 277V B Occ Sensor Pwr Pack | E
B230E | Wiring Devices and Plates | 23.1 | 15% | 26.57 | 0.75 | Watt Stopper | 240V B Occ Sensor Pwr Pack | E
B120E-P | Wiring Devices and Plates | 23.1 | 15% | 26.57 | 0.75 | Watt Stopper | 120V B Occ Sensor Pwr Pack | E
AT-277 | Wiring Devices and Plates | 24.5 | 15% | 28.18 | 0.75 | Watt Stopper | 277V Occ Sensor Pwr Supply | E
AT-120 | Wiring Devices and Plates | 24.5 | 15% | 28.18 | 0.75 | Watt Stopper | 120V Occ Sensor Pwr Supply | E
AR63 | Wiring Devices and Plates | 24.2 | 15% | 27.83 | 0.3125 | Hubbell | 3W Ivy 600W Inc Arch Rotary Dimmer | E
AR61 | Wiring Devices and Plates | 17.83 | 15% | 20.5 | 0.25 | Hubbell | SP Ivy 600W Inc Arch Rotary Dimmer | E
AR120277 | Wiring Devices and Plates | 32.84 | 15% | 37.77 | 0.125 | Pass & Seymour | Occupancy Sensor 120V Relay | E
A8 | Wiring Devices and Plates | 1.31 | 15% | 1.51 | 0.1 | Hubbell | Alum 20A 3-4p Duplex Recpt Plate | E
A78 | Wiring Devices and Plates | 3.24 | 15% | 3.73 | 0.0875 | Pass & Seymour | 2G Sgl&Dup Aluminum Line Plate | E
A723 | Wiring Devices and Plates | 1.61 | 15% | 1.85 | 0.1 | Hubbell | 1G 2.125 Recp Aluminum Plate | E
A72 | Wiring Devices and Plates | 3.24 | 15% | 3.73 | 0.1 | Pass & Seymour | 2G Sgl Recp Aluminum Line Plate | E
A7 | Wiring Devices and Plates | 1.47 | 15% | 1.69 | 0.1 | Hubbell | Alum 20A 3-4p Single Recpt Plate | E
A277C-P | Wiring Devices and Plates | 27.19 | 15% | 31.27 | 0.75 | Watt Stopper | 277V Ocp Sensor Form C Power Pack | E
A23 | Wiring Devices and Plates | 2.89 | 15% | 3.32 | 0.1 | Hubbell | 2G Blank Aluminum Plate | E
A126 | Wiring Devices and Plates | 3.24 | 15% | 3.73 | 0.1 | Pass & Seymour | 2G Sw&GFI Aluminum Line Plate | E
A120C-P | Wiring Devices and Plates | 26.27 | 15% | 30.21 | 0.75 | Watt Stopper | 120V Ocp Sensor Form C Power Pack | E
9977 | Wiring Devices and Plates | 14.88 | 15% | 17.11 | 0.5 | Pass & Seymour | 20A 125/250V Rubber Plug | E
98073 | Wiring Devices and Plates | 2.24 | 15% | 2.58 | 0.125 | Hubbell | 3G Switch Stl Brown Wrinkle Plate | E
98072 | Wiring Devices and Plates | 1.15 | 15% | 1.32 | 0.1 | Hubbell | 2G Switch Stl Brown Wrinkle Plate | E
98071 | Wiring Devices and Plates | 0.63 | 15% | 0.72 | 0.075 | Hubbell | 1G Switch Stl Brown Wrinkle Plate | E
97532 | Wiring Devices and Plates | 2.51 | 15% | 2.89 | 0.0875 | Hubbell | 2G Sw&Dup Rec 302 S/S Beveled Plate | E
9750-DF | Wiring Devices and Plates | 3.63 | 15% | 4.17 | 0.5 | Pass & Seymour | 15A 125V Nylon Insert Plug | E
97181 | Wiring Devices and Plates | 0.9 | 15% | 1.04 | 0.075 | Hubbell | 1G Phone 302 S/S Beveled Plate | E
97160-W | Wiring Devices and Plates | 17 | 15% | 19.55 | 0.25 | Pass & Seymour | 60 Minute White Rotary Timer w/Hold | E
97160-I | Wiring Devices and Plates | 17 | 15% | 19.55 | 0.25 | Pass & Seymour | 60 Minute Ivory Rotary Timer w/Hold | E
97130-W | Wiring Devices and Plates | 17 | 15% | 19.55 | 0.25 | Pass & Seymour | 30 Minute White Rotary Timer w/Hold | E
97130-I | Wiring Devices and Plates | 17 | 15% | 19.55 | 0.25 | Pass & Seymour | 30 Minute Ivory Rotary Timer w/Hold | E
97115-W | Wiring Devices and Plates | 17 | 15% | 19.55 | 0.25 | Pass & Seymour | 15 Minute White Rotary Timer w/Hold | E
97115-I | Wiring Devices and Plates | 17 | 15% | 19.55 | 0.25 | Pass & Seymour | 15 Minute Ivory Rotary Timer w/Hold | E
97105-W | Wiring Devices and Plates | 28.54 | 15% | 32.82 | 0.25 | Pass & Seymour | 5 Minute White Rotary Timer w/Hold | E
97105-I | Wiring Devices and Plates | 30.81 | 15% | 35.43 | 0.25 | Pass & Seymour | 5 Minute Ivory Rotary Timer w/Hold | E
97076 | Wiring Devices and Plates | 9.71 | 15% | 11.17 | 0.2 | Hubbell | 6G Switch 302 S/S Beveled Plate | E
97075 | Wiring Devices and Plates | 6.63 | 15% | 7.62 | 0.175 | Hubbell | 5G Switch 302 S/S Beveled Plate | E
97074 | Wiring Devices and Plates | 3.37 | 15% | 3.88 | 0.15 | Hubbell | 4G Switch 302 S/S Beveled Plate | E
97073 | Wiring Devices and Plates | 2.69 | 15% | 3.09 | 0.125 | Hubbell | 3G Switch 302 S/S Beveled Plate | E
97072 | Wiring Devices and Plates | 1.79 | 15% | 2.06 | 0.1 | Hubbell | 2G Switch 302 S/S Beveled Plate | E
97071 | Wiring Devices and Plates | 1.43 | 15% | 1.64 | 0.075 | Hubbell | 1G Switch 302 S/S Beveled Plate | E
97060-W | Wiring Devices and Plates | 11.21 | 15% | 12.89 | 0.25 | Pass & Seymour | 60 Minute White Rotary Timer | E
97060-I | Wiring Devices and Plates | 82.5 | 15% | 94.88 | 0.25 | Pass & Seymour | 60 Minute Ivory Rotary Timer | E
97030-W | Wiring Devices and Plates | 21.2 | 15% | 24.38 | 0.25 | Pass & Seymour | 30 Minute White Rotary Timer | E
97030-I | Wiring Devices and Plates | 21.2 | 15% | 24.38 | 0.25 | Pass & Seymour | 30 Minute Ivory Rotary Timer | E
97015-W | Wiring Devices and Plates | 15.67 | 15% | 18.02 | 0.25 | Pass & Seymour | 15 Minute White Rotary Timer | E
97015-I | Wiring Devices and Plates | 15.67 | 15% | 18.02 | 0.25 | Pass & Seymour | 15 Minute Ivory Rotary Timer | E
97005-W | Wiring Devices and Plates | 20.01 | 15% | 23.01 | 0.25 | Pass & Seymour | 5 Minute White Rotary Timer | E
97005-I | Wiring Devices and Plates | 20.01 | 15% | 23.01 | 0.25 | Pass & Seymour | 5 Minute Ivory Rotary Timer | E
9650-P | Wiring Devices and Plates | 32.6 | 15% | 37.49 | 0.5 | Leviton | 50A 250V 2p3w Plug | E
9630-P | Wiring Devices and Plates | 27.05 | 15% | 31.11 | 0.5 | Leviton | 30A 250V 2p3w Plug | E
9550-P | Wiring Devices and Plates | 29.14 | 15% | 33.51 | 0.5 | Leviton | 50A 125V 2p3w Plug | E
9530-P | Wiring Devices and Plates | 23.92 | 15% | 27.51 | 0.5 | Leviton | 30A 125V 2p3w Plug | E
95152 | Wiring Devices and Plates | 1.79 | 15% | 2.06 | 0.1 | Hubbell | 2G Blank 302 S/S Beveled Plate | E
95151 | Wiring Devices and Plates | 0.9 | 15% | 1.04 | 0.075 | Hubbell | 1G Blank 302 S/S Beveled Plate | E
9462-P | Wiring Devices and Plates | 41.65 | 15% | 47.9 | 0.5 | Leviton | 60A 125/250V 3p4w Plug | E
9462AN | Wiring Devices and Plates | 44.8 | 15% | 51.52 | 0.5 | Arrow Hart | 60A 125/250V 3p4w Angle Plug | E
94601-I | Wiring Devices and Plates | 6.79 | 15% | 7.81 | 0.25 | Pass & Seymour | Adjustable Trim Rotary Fan Switch | E
94581-W | Wiring Devices and Plates | 28.27 | 15% | 32.51 | 0.25 | Pass & Seymour | White Full-On Fan Slide Switch | E
94581-I | Wiring Devices and Plates | 28.27 | 15% | 32.51 | 0.25 | Pass & Seymour | Ivory Full-On Fan Slide Switch | E
94580-W | Wiring Devices and Plates | 13.98 | 15% | 16.08 | 0.25 | Pass & Seymour | SP Wht Preset Fan Slide Switch | E
94580-I | Wiring Devices and Plates | 10.23 | 15% | 11.76 | 0.25 | Pass & Seymour | SP Ivy Preset Fan Slide Switch | E
94551-I | Wiring Devices and Plates | 15.79 | 15% | 18.16 | 0.25 | Pass & Seymour | Ivory Fan Speed Toggle Switch | E
9452-P | Wiring Devices and Plates | 35.7 | 15% | 41.06 | 0.5 | Leviton | 50A 125/250V 3p4w Plug | E
9450-P | Wiring Devices and Plates | 32.31 | 15% | 37.16 | 0.5 | Leviton | 50A 125/250V 3p3w Plug | E
94503-I | Wiring Devices and Plates | 5.39 | 15% | 6.2 | 0.25 | Pass & Seymour | Preset Push-On Rotary Fan Switch | E
9432-P | Wiring Devices and Plates | 29.41 | 15% | 33.82 | 0.5 | Leviton | 30A 125/250V 3p4w Plug | E
94315-I | Wiring Devices and Plates | 12.62 | 15% | 14.51 | 0.25 | Pass & Seymour | 3 Speed Dual Fan Control | E
94301-I | Wiring Devices and Plates | 3.9 | 15% | 4.49 | 0.25 | Pass & Seymour | Dial Rotary Fan Switch | E
94215-I | Wiring Devices and Plates | 20.54 | 15% | 23.62 | 0.25 | Pass & Seymour | 4 Speed Dual Fan Control | E
94084-W | Wiring Devices and Plates | 13.51 | 15% | 15.54 | 0.25 | Pass & Seymour | White 3 Speed Fan Slide Switch | E
94084-I | Wiring Devices and Plates | 13.51 | 15% | 15.54 | 0.25 | Pass & Seymour | Ivory 3 Speed Fan Slide Switch | E
94004-W | Wiring Devices and Plates | 13.88 | 15% | 15.96 | 0.25 | Pass & Seymour | White 4 Speed Rotary Fan Switch | E
94004-I | Wiring Devices and Plates | 13.88 | 15% | 15.96 | 0.25 | Pass & Seymour | Ivory 4 Speed Rotary Fan Switch | E
94003-I | Wiring Devices and Plates | 10.84 | 15% | 12.47 | 0.25 | Pass & Seymour | Ivory 3 Speed Rotary Fan Switch | E
93884-GRY | Wiring Devices and Plates | 122.56 | 15% | 140.94 | 0.25 | Pass & Seymour | 40 Lamp Gry 120V Fluor Slide Dimmer | E
93874-W | Wiring Devices and Plates | 193.2 | 15% | 222.18 | 0.25 | Pass & Seymour | 40 Lamp Wht 277V Fluor Slide Dimmer | E
93874-GRY | Wiring Devices and Plates | 193.2 | 15% | 222.18 | 0.25 | Pass & Seymour | 40 Lamp Gry 277V Fluor Slide Dimmer | E
93683-W | Wiring Devices and Plates | 68.16 | 15% | 78.38 | 0.25 | Pass & Seymour | 30 Lamp Wht 120V Fluor Slide Dimmer | E
93683-GRY | Wiring Devices and Plates | 68.16 | 15% | 78.38 | 0.25 | Pass & Seymour | 30 Lamp Gry 120V Fluor Slide Dimmer | E
93673-W | Wiring Devices and Plates | 144.9 | 15% | 166.64 | 0.25 | Pass & Seymour | 30 Lamp Wht 277V Fluor Slide Dimmer | E
93673-I | Wiring Devices and Plates | 144.9 | 15% | 166.64 | 0.25 | Pass & Seymour | 30 Lamp Ivy 277V Fluor Slide Dimmer | E
93673-GRY | Wiring Devices and Plates | 144.9 | 15% | 166.64 | 0.25 | Pass & Seymour | 30 Lamp Wht 277V Fluor Slide Dimmer | E
93482-GRY | Wiring Devices and Plates | 53.65 | 15% | 61.7 | 0.25 | Pass & Seymour | 20 Lamp Gry 120V Fluor Slide Dimmer | E
93472-W | Wiring Devices and Plates | 96.9 | 15% | 111.44 | 0.25 | Pass & Seymour | 20 Lamp Wht 277V Fluor Slide Dimmer | E
93472-GRY | Wiring Devices and Plates | 96.9 | 15% | 111.44 | 0.25 | Pass & Seymour | 20 Lamp Gry 277V Fluor Slide Dimmer | E
9332-P | Wiring Devices and Plates | 20.15 | 15% | 23.17 | 0.5 | Leviton | 30A 125/250V 3p3w Plug | E
93281-GRY | Wiring Devices and Plates | 36.81 | 15% | 42.33 | 0.25 | Pass & Seymour | 12 Lamp Gry 120V Fluor Slide Dimmer | E
93271-GRY | Wiring Devices and Plates | 42.08 | 15% | 48.39 | 0.25 | Pass & Seymour | 12 Lamp Gry 277V Fluor Slide Dimmer | E
93212-I | Wiring Devices and Plates | 24.79 | 15% | 28.51 | 0.25 | Pass & Seymour | 12 Lmp Lumaspec Fluor Rotary Dimmer | E
92081-W | Wiring Devices and Plates | 108.5 | 15% | 124.78 | 0.25 | Pass & Seymour | SP Wht 2000W Lumaspec Full-On Dim | E
92081-I | Wiring Devices and Plates | 108.5 | 15% | 124.78 | 0.25 | Pass & Seymour | SP Ivy 2000W Lumaspec Full-On Dim | E
92080-W | Wiring Devices and Plates | 112.64 | 15% | 129.54 | 0.25 | Pass & Seymour | SP Wht 2000W Lumaspec Preset Dim | E
92080-I | Wiring Devices and Plates | 112.64 | 15% | 129.54 | 0.25 | Pass & Seymour | SP Ivy 2000W Lumaspec Preset Dim | E
92080-GRY | Wiring Devices and Plates | 112.64 | 15% | 129.54 | 0.25 | Pass & Seymour | SP Gry 2000W Lumaspec Preset Dim | E
92001-W | Wiring Devices and Plates | 62.53 | 15% | 71.91 | 0.25 | Pass & Seymour | SP Wht 2000W Lumaspec Dial Dimmer | E
92001-I | Wiring Devices and Plates | 62.53 | 15% | 71.91 | 0.25 | Pass & Seymour | SP Ivy 2000W Lumaspec Dial Dimmer | E
91581-W | Wiring Devices and Plates | 83.65 | 15% | 96.2 | 0.25 | Pass & Seymour | SP Wht 1500W Lumaspec Full-On Dim | E
91581-I | Wiring Devices and Plates | 87.23 | 15% | 100.31 | 0.25 | Pass & Seymour | SP Ivy 1500W Lumaspec Full-On Dim | E
91566-L | Wiring Devices and Plates | 48.64 | 15% | 55.94 | 0.3125 | Pass & Seymour | 1500W Lumaspec MLD Touch Dimmer | E
91503-I | Wiring Devices and Plates | 68.45 | 15% | 78.72 | 0.3125 | Pass & Seymour | 3W Ivy 1500W Lumaspec Rotary Dimmer | E
91501-W | Wiring Devices and Plates | 53.46 | 15% | 61.48 | 0.25 | Pass & Seymour | SP Wht 1500W Lumaspec Dial Dimmer | E
91501-I | Wiring Devices and Plates | 53.46 | 15% | 61.48 | 0.25 | Pass & Seymour | SP Ivy 1500W Lumaspec Dial Dimmer | E
91500-I | Wiring Devices and Plates | 62.53 | 15% | 71.91 | 0.25 | Pass & Seymour | SP Ivy 1500W Lumaspec Rotary Dimmer | E
91083-W | Wiring Devices and Plates | 75.91 | 15% | 87.3 | 0.3125 | Pass & Seymour | 3W Wht 1000W Lumaspec Static Dim | E
91083-I | Wiring Devices and Plates | 75.91 | 15% | 87.3 | 0.3125 | Pass & Seymour | 3W Ivy 1000W Lumaspec Static Dim | E
91080-W | Wiring Devices and Plates | 63.12 | 15% | 72.59 | 0.25 | Pass & Seymour | SP Wht 1000W Lumaspec Static Dim | E
91080-I | Wiring Devices and Plates | 63.12 | 15% | 72.59 | 0.25 | Pass & Seymour | SP Ivy 1000W Lumaspec Static Dim | E
91080-GRY | Wiring Devices and Plates | 60.91 | 15% | 70.05 | 0.25 | Pass & Seymour | SP Gry 1000W Lumaspec Static Dim | E
91066-LA | Wiring Devices and Plates | 76.4 | 15% | 87.86 | 0.3125 | Pass & Seymour | 1000W Lumaspec MLD Touch Dimmer | E
91053-W | Wiring Devices and Plates | 19.61 | 15% | 22.55 | 0.3125 | Pass & Seymour | 3W Wht 1000W Lumaspec Toggle Dimmer | E
91053-L | Wiring Devices and Plates | 21.03 | 15% | 24.18 | 0.3125 | Pass & Seymour | 3W Clr 1000W Lumaspec Toggle Dimmer | E
91053-I | Wiring Devices and Plates | 19.61 | 15% | 22.55 | 0.3125 | Pass & Seymour | 3W Ivy 1000W Lumaspec Toggle Dimmer | E
91053 | Wiring Devices and Plates | 19.61 | 15% | 22.55 | 0.3125 | Pass & Seymour | 3W Brn 1000W Lumaspec Toggle Dimmer | E
91051-W | Wiring Devices and Plates | 18.3 | 15% | 21.05 | 0.25 | Pass & Seymour | SP Wht 1000W Lumaspec Toggle Dimmer | E
91051-L | Wiring Devices and Plates | 19.61 | 15% | 22.55 | 0.25 | Pass & Seymour | SP Clr 1000W Lumaspec Toggle Dimmer | E
91051-I | Wiring Devices and Plates | 18.3 | 15% | 21.05 | 0.25 | Pass & Seymour | SP Ivy 1000W Lumaspec Toggle Dimmer | E
91051 | Wiring Devices and Plates | 18.3 | 15% | 21.05 | 0.25 | Pass & Seymour | SP Brn 1000W Lumaspec Toggle Dimmer | E
90683-W | Wiring Devices and Plates | 25.44 | 15% | 29.26 | 0.3125 | Pass & Seymour | 3W Wht 600W Lumaspec Slide Dimmer | E
90683-I | Wiring Devices and Plates | 25.44 | 15% | 29.26 | 0.3125 | Pass & Seymour | 3W Ivy 600W Lumaspec Slide Dimmer | E
90683-GRY | Wiring Devices and Plates | 25.44 | 15% | 29.26 | 0.3125 | Pass & Seymour | 3W Gry 600W Lumaspec Slide Dimmer | E
90681-W | Wiring Devices and Plates | 11.35 | 15% | 13.05 | 0.25 | Pass & Seymour | SP Wht 600W Lumaspec Full-On Dimmer | E
90681-I | Wiring Devices and Plates | 11.35 | 15% | 13.05 | 0.25 | Pass & Seymour | SP Ivy 600W Lumaspec Full-On Dimmer | E
90681-GRY | Wiring Devices and Plates | 11.35 | 15% | 13.05 | 0.25 | Pass & Seymour | SP Gry 600W Lumaspec Full-On Dimmer | E
90666-LA | Wiring Devices and Plates | 28.67 | 15% | 32.97 | 0.3125 | Pass & Seymour | 600W Lumaspec MLD Touch Dimmer | E
90660-LDP | Wiring Devices and Plates | 16.72 | 15% | 19.23 | 0.25 | Pass & Seymour | SP Illum 600W Lumaspec Touch Dimmer | E
90653-W | Wiring Devices and Plates | 7.47 | 15% | 8.59 | 0.3125 | Pass & Seymour | 3W Wht 600W Lumaspec Toggle Dimmer | E
90653-L | Wiring Devices and Plates | 7.55 | 15% | 8.68 | 0.3125 | Pass & Seymour | 3W Clr 600W Lumaspec Toggle Dimmer | E
90653-I | Wiring Devices and Plates | 7.47 | 15% | 8.59 | 0.3125 | Pass & Seymour | 3W Ivy 600W Lumaspec Toggle Dimmer | E
90653 | Wiring Devices and Plates | 7.47 | 15% | 8.59 | 0.3125 | Pass & Seymour | 3W Brn 600W Lumaspec Toggle Dimmer | E
90651-W | Wiring Devices and Plates | 6.01 | 15% | 6.91 | 0.25 | Pass & Seymour | SP Wht 600W Lumaspec Toggle Dimmer | E
90651-L | Wiring Devices and Plates | 7.47 | 15% | 8.59 | 0.25 | Pass & Seymour | SP Clr 600W Lumaspec Toggle Dimmer | E
90651-I | Wiring Devices and Plates | 6.01 | 15% | 6.91 | 0.25 | Pass & Seymour | SP Ivy 600W Lumaspec Toggle Dimmer | E
90651 | Wiring Devices and Plates | 6.57 | 15% | 7.56 | 0.25 | Pass & Seymour | SP Brn 600W Lumaspec Toggle Dimmer | E
90603-I | Wiring Devices and Plates | 7.21 | 15% | 8.29 | 0.3125 | Pass & Seymour | 3W Ivy 600W Rotary Dimmer | E
90067-I | Wiring Devices and Plates | 24.1 | 15% | 27.72 | 0.25 | Pass & Seymour | Remote Lumaspec Touch Dimmer | E
8895-W | Wiring Devices and Plates | 15.68 | 15% | 18.03 | 0.25 | Leviton | White 20A Hi-Current GFI Recpt | E
8895-I | Wiring Devices and Plates | 15.68 | 15% | 18.03 | 0.25 | Leviton | Ivory 20A Hi-Current GFI Recpt | E
88116 | Wiring Devices and Plates | 1.81 | 15% | 2.08 | 0.075 | Leviton | 2G Dup Recp White Oversize Plate | E
88114 | Wiring Devices and Plates | 1.33 | 15% | 1.53 | 0.075 | Leviton | 1G Blank White Oversize Plate | E
88113 | Wiring Devices and Plates | 1.33 | 15% | 1.53 | 0.075 | Leviton | 1G Phone White Oversize Plate | E
88111 | Wiring Devices and Plates | 2.28 | 15% | 2.62 | 0.125 | Leviton | 3G Switch White Oversize Plate | E
88109 | Wiring Devices and Plates | 1.51 | 15% | 1.74 | 0.1 | Leviton | 2G Switch White Oversize Plate | E
88105 | Wiring Devices and Plates | 2.09 | 15% | 2.4 | 0.0875 | Leviton | 2G Sw&Dup White Oversize Plate | E
88103 | Wiring Devices and Plates | 0.76 | 15% | 0.87 | 0.0625 | Leviton | 1G Dup Recp White Oversize Plate | E
88101 | Wiring Devices and Plates | 0.76 | 15% | 0.87 | 0.075 | Leviton | 1G Switch White Oversize Plate | E
880-W | Wiring Devices and Plates | 0.62 | 15% | 0.71 | 0.25 | Pass & Seymour | Duplex Wht 15A 125V Stnd Recpt | E
880-I | Wiring Devices and Plates | 0.62 | 15% | 0.71 | 0.25 | Pass & Seymour | Duplex Ivy 15A 125V Stnd Recpt | E
8809 | Wiring Devices and Plates | 11.78 | 15% | 13.55 | 0.1875 | Arrow Hart | 15A-2p2w 250V TwLk Flanged Outlet | E
88078 | Wiring Devices and Plates | 1.36 | 15% | 1.56 | 0.0875 | Leviton | 2G Dup&406 Smooth Pls Wht Plate | E
88077 | Wiring Devices and Plates | 1.36 | 15% | 1.56 | 0.1 | Leviton | 2G Sw&406 Smooth Pls Wht Plate | E
88064 | Wiring Devices and Plates | 2.36 | 15% | 2.71 | 0.15 | Leviton | 4G Blank Smooth Pls Wht Plate | E
88062 | Wiring Devices and Plates | 1.1 | 15% | 1.27 | 0.1 | Leviton | 2G Phone Smooth Pls Wht Plate | E
88052 | Wiring Devices and Plates | 1.48 | 15% | 1.7 | 0.1 | Leviton | 2G Sgl Recp Smooth Pls Wht Plate | E
88047 | Wiring Devices and Plates | 1.1 | 15% | 1.27 | 0.125 | Leviton | 3G 2 Dup&Sw Smooth Pls Wht Plate | E
88046 | Wiring Devices and Plates | 2.27 | 15% | 2.61 | 0.0875 | Leviton | 2G Sgl&Dup Rec Smooth Pls Wht Plate | E
88041 | Wiring Devices and Plates | 3.09 | 15% | 3.55 | 0.125 | Leviton | 4G Dup Recp Smooth Pls Wht Plate | E
88036 | Wiring Devices and Plates | 4.15 | 15% | 4.77 | 0.2 | Leviton | 6G Switch Smooth Pls Wht Plate | E
88033 | Wiring Devices and Plates | 1.77 | 15% | 2.04 | 0.125 | Leviton | 3G Blank Smooth Pls Wht Plate | E
88030 | Wiring Devices and Plates | 1.16 | 15% | 1.33 | 0.1 | Leviton | 3G Dup Recp Smooth Pls Wht Plate | E
88025 | Wiring Devices and Plates | 0.58 | 15% | 0.67 | 0.1 | Leviton | 2G Blank Smooth Pls Wht Plate | E
88023 | Wiring Devices and Plates | 3.57 | 15% | 4.11 | 0.175 | Leviton | 5G Switch Smooth Pls Wht Plate | E
88021 | Wiring Devices and Plates | 1.36 | 15% | 1.56 | 0.125 | Leviton | 3G 2 Sw&Dup Smooth Pls Wht Plate | E
88016 | Wiring Devices and Plates | 0.55 | 15% | 0.63 | 0.075 | Leviton | 2G Dup Recp Smooth Pls Wht Plate | E
88014 | Wiring Devices and Plates | 0.24 | 15% | 0.28 | 0.075 | Leviton | 1G Blank Smooth Pls Wht Plate | E
88013 | Wiring Devices and Plates | 0.27 | 15% | 0.31 | 0.075 | Leviton | 1G Phone Smooth Pls Wht Plate | E
88012 | Wiring Devices and Plates | 0.9 | 15% | 1.04 | 0.15 | Leviton | 4G Switch Smooth Pls Wht Plate | E
88011 | Wiring Devices and Plates | 0.67 | 15% | 0.77 | 0.125 | Leviton | 3G Switch Smooth Pls Wht Plate | E
88009 | Wiring Devices and Plates | 0.48 | 15% | 0.55 | 0.1 | Leviton | 2G Switch Smooth Pls Wht Plate | E
88008 | Wiring Devices and Plates | 0.88 | 15% | 1.01 | 0.0875 | Leviton | 2G Dup&Blank Smooth Pls Wht Plate | E
88007 | Wiring Devices and Plates | 0.65 | 15% | 0.75 | 0.1 | Leviton | 2G Sw&Sgl Recp Smooth Pls Wht Plate | E
88006 | Wiring Devices and Plates | 0.65 | 15% | 0.75 | 0.1 | Leviton | 2G Sw&Blank Smooth Pls Wht Plate | E
88005 | Wiring Devices and Plates | 0.58 | 15% | 0.67 | 0.0875 | Leviton | 2G Sw&Dup Recp Smooth Pls Wht Plate | E
88004 | Wiring Devices and Plates | 0.24 | 15% | 0.28 | 0.075 | Leviton | 1G Sgl Recp Smooth Pls Wht Plate | E
88003 | Wiring Devices and Plates | 0.24 | 15% | 0.28 | 0.0625 | Leviton | 1G Dup Recp Smooth Pls Wht Plate | E
88001 | Wiring Devices and Plates | 0.24 | 15% | 0.28 | 0.075 | Leviton | 1G Switch Smooth Pls Wht Plate | E
880 | Wiring Devices and Plates | 0.62 | 15% | 0.71 | 0.25 | Pass & Seymour | Duplex Brn 15A 125V Stnd Recpt | E
87025 | Wiring Devices and Plates | 0.58 | 15% | 0.67 | 0.1 | Leviton | 2G Blank Smooth Pls Gry Plate | E
87021 | Wiring Devices and Plates | 1.36 | 15% | 1.56 | 0.125 | Leviton | 3G 2 Sw&Dup Smooth Pls Gry Plate | E
87016 | Wiring Devices and Plates | 0.56 | 15% | 0.64 | 0.075 | Leviton | 2G Dup Recp Smooth Pls Gry Plate | E
87014 | Wiring Devices and Plates | 0.31 | 15% | 0.36 | 0.075 | Leviton | 1G Blank Smooth Pls Gry Plate | E
87012 | Wiring Devices and Plates | 0.9 | 15% | 1.04 | 0.15 | Leviton | 4G Switch Smooth Pls Gry Plate | E
87011 | Wiring Devices and Plates | 0.67 | 15% | 0.77 | 0.125 | Leviton | 3G Switch Smooth Pls Gry Plate | E
87009 | Wiring Devices and Plates | 0.48 | 15% | 0.55 | 0.1 | Leviton | 2G Switch Smooth Pls Gry Plate | E
87006 | Wiring Devices and Plates | 0.66 | 15% | 0.76 | 0.1 | Leviton | 2G Sw&Blank Smooth Pls Gry Plate | E
87005 | Wiring Devices and Plates | 0.58 | 15% | 0.67 | 0.0875 | Leviton | 2G Sw&Dup Recp Smooth Pls Gry Plate | E
87004 | Wiring Devices and Plates | 0.24 | 15% | 0.28 | 0.075 | Leviton | 1G Sgl Recp Smooth Pls Gry Plate | E
87003 | Wiring Devices and Plates | 0.24 | 15% | 0.28 | 0.0625 | Leviton | 1G Dup Recp Smooth Pls Gry Plate | E
87001 | Wiring Devices and Plates | 0.24 | 15% | 0.28 | 0.075 | Leviton | 1G Switch Smooth Pls Gry Plate | E
86116 | Wiring Devices and Plates | 1.82 | 15% | 2.09 | 0.075 | Leviton | 2G Dup Recp Ivory Oversize Plate | E
86114 | Wiring Devices and Plates | 1.33 | 15% | 1.53 | 0.075 | Leviton | 1G Blank Ivory Oversize Plate | E
86113 | Wiring Devices and Plates | 1.33 | 15% | 1.53 | 0.075 | Leviton | 1G Phone Ivory Oversize Plate | E
86111 | Wiring Devices and Plates | 2.28 | 15% | 2.62 | 0.125 | Leviton | 3G Switch Ivory Oversize Plate | E
86109 | Wiring Devices and Plates | 1.52 | 15% | 1.75 | 0.1 | Leviton | 2G Switch Ivory Oversize Plate | E
86108 | Wiring Devices and Plates | 2.35 | 15% | 2.7 | 0.0875 | Leviton | 2G Dup&Blank Ivory Oversize Plate | E
86106 | Wiring Devices and Plates | 2.35 | 15% | 2.7 | 0.1 | Leviton | 2G Sw&Blank Ivory Oversize Plate | E
86105 | Wiring Devices and Plates | 2.09 | 15% | 2.4 | 0.0875 | Leviton | 2G Sw&Dup Ivory Oversize Plate | E
86103 | Wiring Devices and Plates | 0.76 | 15% | 0.87 | 0.0625 | Leviton | 1G Dup Recp Ivory Oversize Plate | E
86101 | Wiring Devices and Plates | 0.76 | 15% | 0.87 | 0.075 | Leviton | 1G Switch Ivory Oversize Plate | E
86078 | Wiring Devices and Plates | 1.37 | 15% | 1.58 | 0.0875 | Leviton | 2G Dup&406 Smooth Pls Ivy Plate | E
86077 | Wiring Devices and Plates | 1.37 | 15% | 1.58 | 0.1 | Leviton | 2G Sw&406 Smooth Pls Ivy Plate | E
86064 | Wiring Devices and Plates | 2.39 | 15% | 2.75 | 0.15 | Leviton | 4G Blank Smooth Pls Ivy Plate | E
86062 | Wiring Devices and Plates | 1.09 | 15% | 1.25 | 0.1 | Leviton | 2G Phone Smooth Pls Ivy Plate | E
86052 | Wiring Devices and Plates | 1.48 | 15% | 1.7 | 0.1 | Leviton | 2G Sgl Recp Smooth Pls Ivy Plate | E
86047 | Wiring Devices and Plates | 1.1 | 15% | 1.27 | 0.125 | Leviton | 3G 2 Dup&Sw Smooth Pls Ivy Plate | E
86046 | Wiring Devices and Plates | 2.27 | 15% | 2.61 | 0.0875 | Leviton | 2G Sgl&Dup Rec Smooth Pls Ivy Plate | E
86041 | Wiring Devices and Plates | 3.1 | 15% | 3.57 | 0.125 | Leviton | 4G Dup Recp Smooth Pls Ivy Plate | E
86036 | Wiring Devices and Plates | 4.15 | 15% | 4.77 | 0.2 | Leviton | 6G Switch Smooth Pls Ivy Plate | E
86033 | Wiring Devices and Plates | 1.7 | 15% | 1.96 | 0.125 | Leviton | 3G Blank Smooth Pls Ivy Plate | E
86030 | Wiring Devices and Plates | 1.16 | 15% | 1.33 | 0.1 | Leviton | 3G Dup Recp Smooth Pls Ivy Plate | E
86025 | Wiring Devices and Plates | 0.58 | 15% | 0.67 | 0.1 | Leviton | 2G Blank Smooth Pls Ivy Plate | E
86023 | Wiring Devices and Plates | 3.57 | 15% | 4.11 | 0.175 | Leviton | 5G Switch Smooth Pls Ivy Plate | E
86021 | Wiring Devices and Plates | 1.36 | 15% | 1.56 | 0.125 | Leviton | 3G 2 Sw&Dup Smooth Pls Ivy Plate | E
86016 | Wiring Devices and Plates | 0.56 | 15% | 0.64 | 0.075 | Leviton | 2G Dup Recp Smooth Pls Ivy Plate | E
86014 | Wiring Devices and Plates | 0.31 | 15% | 0.36 | 0.075 | Leviton | 1G Blank Smooth Pls Ivy Plate | E
86013 | Wiring Devices and Plates | 0.27 | 15% | 0.31 | 0.075 | Leviton | 1G Phone Smooth Pls Ivy Plate | E
86012 | Wiring Devices and Plates | 0.9 | 15% | 1.04 | 0.15 | Leviton | 4G Switch Smooth Pls Ivy Plate | E
86011 | Wiring Devices and Plates | 0.67 | 15% | 0.77 | 0.125 | Leviton | 3G Switch Smooth Pls Ivy Plate | E
86009 | Wiring Devices and Plates | 0.48 | 15% | 0.55 | 0.1 | Leviton | 2G Switch Smooth Pls Ivy Plate | E
86008 | Wiring Devices and Plates | 0.87 | 15% | 1 | 0.0875 | Leviton | 2G Dup&Blank Smooth Pls Ivy Plate | E
86007 | Wiring Devices and Plates | 0.66 | 15% | 0.76 | 0.1 | Leviton | 2G Sw&Sgl Recp Smooth Pls Ivy Plate | E
86006 | Wiring Devices and Plates | 0.66 | 15% | 0.76 | 0.1 | Leviton | 2G Sw&Blank Smooth Pls Ivy Plate | E
86005 | Wiring Devices and Plates | 0.58 | 15% | 0.67 | 0.0875 | Leviton | 2G Sw&Dup Recp Smooth Pls Ivy Plate | E
86004 | Wiring Devices and Plates | 0.24 | 15% | 0.28 | 0.075 | Leviton | 1G Sgl Recp Smooth Pls Ivy Plate | E
86003 | Wiring Devices and Plates | 0.24 | 15% | 0.28 | 0.0625 | Leviton | 1G Dup Recp Smooth Pls Ivy Plate | E
86001 | Wiring Devices and Plates | 0.24 | 15% | 0.28 | 0.075 | Leviton | 1G Switch Smooth Pls Ivy Plate | E
8598-W | Wiring Devices and Plates | 7.59 | 15% | 8.73 | 0.25 | Leviton | Wht 15A GFI Recpt w/Indicator | E
85116 | Wiring Devices and Plates | 1.82 | 15% | 2.09 | 0.075 | Leviton | 2G Dup Recp Brown Oversize Plate | E
85114 | Wiring Devices and Plates | 1.33 | 15% | 1.53 | 0.075 | Leviton | 1G Blank Brown Oversize Plate | E
85111 | Wiring Devices and Plates | 1.36 | 15% | 1.56 | 0.125 | Leviton | 3G Switch Brown Oversize Plate | E
8510IL | Wiring Devices and Plates | 13.33 | 15% | 15.33 | 0.25 | Arrow Hart | Sgl Ivy 20A 250V Illum Hosp Recpt | E
8510BL | Wiring Devices and Plates | 11.14 | 15% | 12.81 | 0.25 | Arrow Hart | Single Blk 20A 250V Hospital Recpt | E
85109 | Wiring Devices and Plates | 1.52 | 15% | 1.75 | 0.1 | Leviton | 2G Switch Brown Oversize Plate | E
85108 | Wiring Devices and Plates | 1.74 | 15% | 2 | 0.0875 | Leviton | 2G Dup&Blank Brown Oversize Plate | E
85106 | Wiring Devices and Plates | 1.74 | 15% | 2 | 0.1 | Leviton | 2G Sw&Blank Brown Oversize Plate | E
85105 | Wiring Devices and Plates | 0.86 | 15% | 0.99 | 0.0875 | Leviton | 2G Sw&Dup Brown Oversize Plate | E
85103 | Wiring Devices and Plates | 0.76 | 15% | 0.87 | 0.0625 | Leviton | 1G Dup Recp Brown Oversize Plate | E
85101 | Wiring Devices and Plates | 0.76 | 15% | 0.87 | 0.075 | Leviton | 1G Switch Brown Oversize Plate | E
85078 | Wiring Devices and Plates | 1.45 | 15% | 1.67 | 0.0875 | Leviton | 2G Dup&406 Smooth Pls Brn Plate | E
85077 | Wiring Devices and Plates | 1.45 | 15% | 1.67 | 0.1 | Leviton | 2G Sw&406 Smooth Pls Brn Plate | E
85064 | Wiring Devices and Plates | 2.39 | 15% | 2.75 | 0.15 | Leviton | 4G Blank Smooth Pls Brn Plate | E
85062 | Wiring Devices and Plates | 0.28 | 15% | 0.32 | 0.1 | Leviton | 2G Phone Smooth Pls Brn Plate | E
85052 | Wiring Devices and Plates | 1.76 | 15% | 2.02 | 0.1 | Leviton | 2G Sgl Recp Brown Plastic Plate | E
85047 | Wiring Devices and Plates | 1.1 | 15% | 1.27 | 0.125 | Leviton | 3G 2 Dup&Sw Smooth Pls Brn Plate | E
85041 | Wiring Devices and Plates | 3.1 | 15% | 3.57 | 0.125 | Leviton | 4G Dup Recp Smooth Pls Brn Plate | E
85036 | Wiring Devices and Plates | 4.15 | 15% | 4.77 | 0.2 | Leviton | 6G Switch Smooth Pls Brn Plate | E
85033 | Wiring Devices and Plates | 1.7 | 15% | 1.96 | 0.125 | Leviton | 3G Blank Smooth Pls Brn Plate | E
85030 | Wiring Devices and Plates | 1.16 | 15% | 1.33 | 0.1 | Leviton | 3G Dup Recp Smooth Pls Brn Plate | E
85025 | Wiring Devices and Plates | 0.58 | 15% | 0.67 | 0.1 | Leviton | 2G Blank Smooth Pls Brn Plate | E
85021 | Wiring Devices and Plates | 1.48 | 15% | 1.7 | 0.125 | Leviton | 3G 2 Sw&Dup Smooth Pls Brn Plate | E
8502 | Wiring Devices and Plates | 3.57 | 15% | 4.11 | 0.175 | Leviton | 5G Switch Smooth Pls Brn Plate | E
85016 | Wiring Devices and Plates | 0.56 | 15% | 0.64 | 0.075 | Leviton | 2G Dup Recp Smooth Pls Brn Plate | E
85014 | Wiring Devices and Plates | 0.31 | 15% | 0.36 | 0.075 | Leviton | 1G Blank Smooth Pls Brn Plate | E
85013 | Wiring Devices and Plates | 0.27 | 15% | 0.31 | 0.075 | Leviton | 1G Phone Smooth Pls Brn Plate | E
85012 | Wiring Devices and Plates | 0.9 | 15% | 1.04 | 0.15 | Leviton | 4G Switch Smooth Pls Brn Plate | E
85011 | Wiring Devices and Plates | 0.67 | 15% | 0.77 | 0.125 | Leviton | 3G Switch Smooth Pls Brn Plate | E
85009 | Wiring Devices and Plates | 0.48 | 15% | 0.55 | 0.1 | Leviton | 2G Switch Smooth Pls Brn Plate | E
85008 | Wiring Devices and Plates | 1.19 | 15% | 1.37 | 0.0875 | Leviton | 2G Dup&Blank Smooth Pls Brn Plate | E
85007 | Wiring Devices and Plates | 0.45 | 15% | 0.52 | 0.1 | Leviton | 2G Sw&Sgl Smooth Pls Brn Plate | E
85006 | Wiring Devices and Plates | 0.65 | 15% | 0.75 | 0.1 | Leviton | 2G Sw&Blank Smooth Pls Brn Plate | E
85005 | Wiring Devices and Plates | 0.58 | 15% | 0.67 | 0.0875 | Leviton | 2G Sw&Dup Smooth Pls Brn Plate | E
85004 | Wiring Devices and Plates | 0.24 | 15% | 0.28 | 0.075 | Leviton | 1G Sgl Recp Smooth Pls Brn Plate | E
85003 | Wiring Devices and Plates | 0.24 | 15% | 0.28 | 0.0625 | Leviton | 1G Dup Recp Smooth Pls Brn Plate | E
85001 | Wiring Devices and Plates | 0.24 | 15% | 0.28 | 0.075 | Leviton | 1G Switch Smooth Pls Brn Plate | E
8464V | Wiring Devices and Plates | 7.97 | 15% | 9.17 | 0.5 | Arrow Hart | 20A 250V Gray Hospital Plug | E
8462-P | Wiring Devices and Plates | 39.93 | 15% | 45.92 | 0.5 | Leviton | 60A 250V-3Ph 4p4w Plug | E
8462AN | Wiring Devices and Plates | 43.84 | 15% | 50.42 | 0.5 | Arrow Hart | 60A 250V-3Ph 3p4w Angle Plug | E
8460 | Wiring Devices and Plates | 45.93 | 15% | 52.82 | 0.5 | Leviton | Flush 60A 250V-3Ph 4p4w Recpt | E
8452-P | Wiring Devices and Plates | 37.46 | 15% | 43.08 | 0.5 | Leviton | 50A 250V-3Ph 3p4w Plug | E
8452AN | Wiring Devices and Plates | 38.24 | 15% | 43.98 | 0.5 | Arrow Hart | 50A 250V-3Ph 3p4w Angle Plug | E
8450 | Wiring Devices and Plates | 39.23 | 15% | 45.11 | 0.5 | Leviton | Flush 50A 250V-3Ph 3p4w Recpt | E
84479-40 | Wiring Devices and Plates | 2.36 | 15% | 2.71 | 0.1 | Leviton | 2G GFI&Phone 302 St Steel Plate | E
84455-40 | Wiring Devices and Plates | 4.76 | 15% | 5.47 | 0.0875 | Leviton | 2G GFI&Dup Recp 302 St Steel Plate | E
84436-40 | Wiring Devices and Plates | 17.22 | 15% | 19.8 | 0.2 | Leviton | 6G 302 St Steel DECORA Plate | E
84423-40 | Wiring Devices and Plates | 14.07 | 15% | 16.18 | 0.175 | Leviton | 5G 302 St Steel DECORA Plate | E
84421-40 | Wiring Devices and Plates | 4.85 | 15% | 5.58 | 0.125 | Leviton | 3G 2 Sw&GFI 302 St Steel Plate | E
84412-40 | Wiring Devices and Plates | 7.18 | 15% | 8.26 | 0.15 | Leviton | 4G 302 St Steel DECORA Plate | E
84411-40 | Wiring Devices and Plates | 5.39 | 15% | 6.2 | 0.125 | Leviton | 3G 302 St Steel DECORA Plate | E
84409-40 | Wiring Devices and Plates | 1.76 | 15% | 2.02 | 0.1 | Leviton | 2G 302 St Steel DECORA Plate | E
84401-40 | Wiring Devices and Plates | 1.06 | 15% | 1.22 | 0.075 | Leviton | 1G 302 St Steel DECORA Plate | E
8432-P | Wiring Devices and Plates | 30.99 | 15% | 35.64 | 0.5 | Leviton | 30A 250V-3Ph 3p4w Plug | E
8430 | Wiring Devices and Plates | 28.5 | 15% | 32.78 | 0.5 | Leviton | Flush 30A 250V-3Ph 3p4w Recpt | E
84147-40 | Wiring Devices and Plates | 9.01 | 15% | 10.36 | 0.125 | Leviton | 3G Sw&2 Dup 302 S/S Oversize Plate | E
84146-40 | Wiring Devices and Plates | 5.89 | 15% | 6.77 | 0.0875 | Leviton | 2G Sgl&Dup 302 S/S Oversize Plate | E
84146 | Wiring Devices and Plates | 4.44 | 15% | 5.11 | 0.0875 | Leviton | 2G Sgl&Dup 430 S/S Oversize Plate | E
84137-40 | Wiring Devices and Plates | 3.5 | 15% | 4.03 | 0.075 | Leviton | 1G Phone 302 S/S Oversize Plate | E
84137 | Wiring Devices and Plates | 1.61 | 15% | 1.85 | 0.075 | Leviton | 1G Phone 430 S/S Oversize Plate | E
84133-40 | Wiring Devices and Plates | 8.81 | 15% | 10.13 | 0.125 | Leviton | 3G Blank 302 S/S Oversize Plate | E
84130-40 | Wiring Devices and Plates | 14.77 | 15% | 16.99 | 0.1 | Leviton | 3G Dup Rec 302 S/S Oversize Plate | E
84125-40 | Wiring Devices and Plates | 5.89 | 15% | 6.77 | 0.1 | Leviton | 2G Blank 302 S/S Oversize Plate | E
84121-40 | Wiring Devices and Plates | 9.89 | 15% | 11.37 | 0.125 | Leviton | 3G 2 Sw&Dup 302 S/S Oversize Plate | E
84116-40 | Wiring Devices and Plates | 7.91 | 15% | 9.1 | 0.075 | Leviton | 2G Dup Rec 302 S/S Oversize Plate | E
84116 | Wiring Devices and Plates | 5.28 | 15% | 6.07 | 0.075 | Leviton | 2G Dup Recp 430 S/S Oversize Plate | E
84114-40 | Wiring Devices and Plates | 3.31 | 15% | 3.81 | 0.075 | Leviton | 1G Blank 302 S/S Oversize Plate | E
84114 | Wiring Devices and Plates | 3.28 | 15% | 3.77 | 0.075 | Leviton | 1G Blank 430 S/S Oversize Plate | E
84112-40 | Wiring Devices and Plates | 22.92 | 15% | 26.36 | 0.15 | Leviton | 4G Switch 302 S/S Oversize Plate | E
84112 | Wiring Devices and Plates | 8.97 | 15% | 10.32 | 0.15 | Leviton | 4G Switch 430 S/S Oversize Plate | E
84111-40 | Wiring Devices and Plates | 8.61 | 15% | 9.9 | 0.125 | Leviton | 3G Switch 302 S/S Oversize Plate | E
8410W | Wiring Devices and Plates | 8.55 | 15% | 9.83 | 0.25 | Arrow Hart | Single Wht 15A 250V Hospital Recpt | E
8410RED | Wiring Devices and Plates | 8.55 | 15% | 9.83 | 0.25 | Arrow Hart | Single Red 15A 250V Hospital Recpt | E
8410IL | Wiring Devices and Plates | 11.71 | 15% | 13.47 | 0.25 | Arrow Hart | Sgl Ivy 15A 250V Illum Hosp Recpt | E
8410I | Wiring Devices and Plates | 10.5 | 15% | 12.08 | 0.25 | Arrow Hart | Single Ivy 15A 250V Hospital Recpt | E
8410GRY | Wiring Devices and Plates | 8.55 | 15% | 9.83 | 0.25 | Arrow Hart | Single Gry 15A 250V Hospital Recpt | E
8410BL | Wiring Devices and Plates | 8.55 | 15% | 9.83 | 0.25 | Arrow Hart | Single Blk 15A 250V Hospital Recpt | E
84109-40 | Wiring Devices and Plates | 5.75 | 15% | 6.61 | 0.1 | Leviton | 2G Switch 302 S/S Oversize Plate | E
84105-40 | Wiring Devices and Plates | 5.89 | 15% | 6.77 | 0.0875 | Leviton | 2G Sw&Dup 302 S/S Oversize Plate | E
84105 | Wiring Devices and Plates | 2.69 | 15% | 3.09 | 0.0875 | Leviton | 2G Sw&Dup 430 S/S Oversize Plate | E
84104-40 | Wiring Devices and Plates | 2.99 | 15% | 3.44 | 0.075 | Leviton | 1G Sgl Rec 302 S/S Oversize Plate | E
84104 | Wiring Devices and Plates | 1.38 | 15% | 1.59 | 0.075 | Leviton | 1G Sgl Recp 430 S/S Oversize Plate | E
84103-40 | Wiring Devices and Plates | 2.8 | 15% | 3.22 | 0.0625 | Leviton | 1G Dup Rec 302 S/S Oversize Plate | E
84103 | Wiring Devices and Plates | 2.43 | 15% | 2.79 | 0.0625 | Leviton | 1G Dup Recp 430 S/S Oversize Plate | E
84101-40 | Wiring Devices and Plates | 2.8 | 15% | 3.22 | 0.075 | Leviton | 1G Switch 302 S/S Oversize Plate | E
84101 | Wiring Devices and Plates | 2.43 | 15% | 2.79 | 0.075 | Leviton | 1G Switch 430 S/S Oversize Plate | E
8410 | Wiring Devices and Plates | 10.5 | 15% | 12.08 | 0.25 | Arrow Hart | Single Brn 15A 250V Hospital Recpt | E
84092-40 | Wiring Devices and Plates | 4.03 | 15% | 4.63 | 0.075 | Leviton | 2G Center Single 302 St Steel Plate | E
84081-40 | Wiring Devices and Plates | 8.03 | 15% | 9.23 | 0.1 | Leviton | 2G Louver 302 St Steel Plate | E
84080-40 | Wiring Devices and Plates | 4 | 15% | 4.6 | 0.075 | Leviton | 1G Louver 302 St Steel Plate | E
84079-40 | Wiring Devices and Plates | 4 | 15% | 4.6 | 0.075 | Leviton | 1G Center Louver 302 St Steel Plate | E
84078-40 | Wiring Devices and Plates | 4.07 | 15% | 4.68 | 0.0875 | Leviton | 2G Dup&Phone 302 St Steel Plate | E
84070-40 | Wiring Devices and Plates | 30.82 | 15% | 35.44 | 0.225 | Leviton | 7G Switch 302 St Steel Plate | E
84068-40 | Wiring Devices and Plates | 43.68 | 15% | 50.23 | 0.25 | Leviton | 8G Blank 302 St Steel Plate | E
84067-40 | Wiring Devices and Plates | 38.3 | 15% | 44.05 | 0.225 | Leviton | 7G Blank 302 St Steel Plate | E
84066-40 | Wiring Devices and Plates | 9.02 | 15% | 10.37 | 0.2 | Leviton | 6G Blank 302 St Steel Plate | E
84065-40 | Wiring Devices and Plates | 7.51 | 15% | 8.64 | 0.175 | Leviton | 5G Blank 302 St Steel Plate | E
84064-40 | Wiring Devices and Plates | 6 | 15% | 6.9 | 0.15 | Leviton | 4G Blank 302 St Steel Plate | E
84064 | Wiring Devices and Plates | 7 | 15% | 8.05 | 0.15 | Leviton | 4G Blank 430 St Steel Plate | E
84062-40 | Wiring Devices and Plates | 3.07 | 15% | 3.53 | 0.1 | Leviton | 2G Phone 302 St Steel Plate | E
84056-40 | Wiring Devices and Plates | 7.89 | 15% | 9.07 | 0.1875 | Leviton | 6G Dup Recp 302 St Steel Plate | E
84055-40 | Wiring Devices and Plates | 6.57 | 15% | 7.56 | 0.15 | Leviton | 5G Dup Recp 302 St Steel Plate | E
84052-40 | Wiring Devices and Plates | 2.97 | 15% | 3.42 | 0.1 | Leviton | 2G Sgl Recp 302 St Steel Plate | E
84052 | Wiring Devices and Plates | 2.04 | 15% | 2.35 | 0.1 | Leviton | 2G Sgl Recp 430 St Steel Plate | E
84050-40 | Wiring Devices and Plates | 47.88 | 15% | 55.06 | 0.375 | Leviton | 10G Switch 302 St Steel Plate | E
84049-40 | Wiring Devices and Plates | 43.07 | 15% | 49.53 | 0.3125 | Leviton | 9G Switch 302 St Steel Plate | E
84048-40 | Wiring Devices and Plates | 38.28 | 15% | 44.02 | 0.25 | Leviton | 8G Switch 302 St Steel Plate | E
84047-40 | Wiring Devices and Plates | 4.79 | 15% | 5.51 | 0.125 | Leviton | 3G 2 Dup&Sw 302 St Steel Plate | E
84046-40 | Wiring Devices and Plates | 3.07 | 15% | 3.53 | 0.0875 | Leviton | 2G Sgl&Dup Recp 302 St Steel Plate | E
84043 | Wiring Devices and Plates | 7.13 | 15% | 8.2 | 0.15 | Leviton | 4G 3 Sw&Dup 302 St Steel Plate | E
84041-40 | Wiring Devices and Plates | 4.59 | 15% | 5.28 | 0.125 | Leviton | 4G Dup Recp 302 St Steel Plate | E
84041 | Wiring Devices and Plates | 8.52 | 15% | 9.8 | 0.125 | Leviton | 4G Dup Recp 430 St Steel Plate | E
84040-40 | Wiring Devices and Plates | 3.49 | 15% | 4.01 | 0.075 | Leviton | 2G Center Switch 302 St Steel Plate | E
84040 | Wiring Devices and Plates | 4.67 | 15% | 5.37 | 0.075 | Leviton | 2G Center Sw 430 St Steel Plate | E
84039-40 | Wiring Devices and Plates | 3.52 | 15% | 4.05 | 0.0625 | Leviton | 2G Center Duplex 302 St Steel Plate | E
84036-40 | Wiring Devices and Plates | 7.55 | 15% | 8.68 | 0.2 | Leviton | 6G Switch 302 St Steel Plate | E
84033-40 | Wiring Devices and Plates | 3.45 | 15% | 3.97 | 0.125 | Leviton | 3G Blank 302 St Steel Plate | E
84030-40 | Wiring Devices and Plates | 3.44 | 15% | 3.96 | 0.1 | Leviton | 3G Dup Recp 302 St Steel Plate | E
84028 | Wiring Devices and Plates | 1.75 | 15% | 2.01 | 0.075 | Leviton | 1G 2.147 Recp 430 St Steel Plate | E
84026 | Wiring Devices and Plates | 1.94 | 15% | 2.23 | 0.075 | Leviton | 1G 2.145 Recp 430 St Steel Plate | E
84025-40 | Wiring Devices and Plates | 2.22 | 15% | 2.55 | 0.1 | Leviton | 2G Blank 302 St Steel Plate | E
84025 | Wiring Devices and Plates | 2.22 | 15% | 2.55 | 0.1 | Leviton | 2G Blank 430 St Steel Plate | E
84023-40 | Wiring Devices and Plates | 6.3 | 15% | 7.25 | 0.175 | Leviton | 5G Switch 302 St Steel Plate | E
84022 | Wiring Devices and Plates | 1.94 | 15% | 2.23 | 0.1 | Leviton | 2G 2.147 Recp 430 St Steel Plate | E
84021-40 | Wiring Devices and Plates | 3.54 | 15% | 4.07 | 0.125 | Leviton | 3G 2 Sw&Dup 302 St Steel Plate | E
84021 | Wiring Devices and Plates | 3.39 | 15% | 3.9 | 0.125 | Leviton | 3G 2 Sw&Dup Recp 430 St Steel Plate | E
84020-40 | Wiring Devices and Plates | 1.09 | 15% | 1.25 | 0.075 | Leviton | 1G 1.576 Recp 302 St Steel Plate | E
84016-E40 | Wiring Devices and Plates | 14.4 | 15% | 16.56 | 0.075 | Leviton | 2G Dup Recp 302 S/S EMERGNCY Plate | E
84016-40 | Wiring Devices and Plates | 2.22 | 15% | 2.55 | 0.075 | Leviton | 2G Dup Recp 302 St Steel Plate | E
84016 | Wiring Devices and Plates | 2.28 | 15% | 2.62 | 0.075 | Leviton | 2G Dup Recp 430 St Steel Plate | E
84014-40 | Wiring Devices and Plates | 1.09 | 15% | 1.25 | 0.075 | Leviton | 1G Blank 302 St Steel Plate | E
84014 | Wiring Devices and Plates | 1.15 | 15% | 1.32 | 0.075 | Leviton | 1G Blank 430 St Steel Plate | E
84013-40 | Wiring Devices and Plates | 1.24 | 15% | 1.43 | 0.075 | Leviton | 1G Phone 302 St Steel Plate | E
84013 | Wiring Devices and Plates | 2.04 | 15% | 2.35 | 0.075 | Leviton | 1G Phone 430 St Steel Plate | E
84012-40 | Wiring Devices and Plates | 4.55 | 15% | 5.23 | 0.15 | Leviton | 4G Switch 302 St Steel Plate | E
84012 | Wiring Devices and Plates | 5.02 | 15% | 5.77 | 0.15 | Leviton | 4G Switch 430 St Steel Plate | E
84011-40 | Wiring Devices and Plates | 3.3 | 15% | 3.8 | 0.125 | Leviton | 3G Switch 302 St Steel Plate | E
84011 | Wiring Devices and Plates | 2.96 | 15% | 3.4 | 0.125 | Leviton | 3G Switch 430 St Steel Plate | E
84009-40 | Wiring Devices and Plates | 2.22 | 15% | 2.55 | 0.1 | Leviton | 2G Switch 302 St Steel Plate | E
84009 | Wiring Devices and Plates | 1.95 | 15% | 2.24 | 0.1 | Leviton | 2G Switch 430 St Steel Plate | E
84008-40 | Wiring Devices and Plates | 4.49 | 15% | 5.16 | 0.0875 | Leviton | 2G Dup&Blank 302 St Steel Plate | E
84007-40 | Wiring Devices and Plates | 4.41 | 15% | 5.07 | 0.1 | Leviton | 2G Sw&Sgl Recp 302 St Steel Plate | E
84007 | Wiring Devices and Plates | 4.86 | 15% | 5.59 | 0.1 | Leviton | 2G Sw&Sgl Recp 430 St Steel Plate | E
84006-40 | Wiring Devices and Plates | 4.7 | 15% | 5.41 | 0.1 | Leviton | 2G Sw&Blank 302 St Steel Plate | E
84005-40 | Wiring Devices and Plates | 2.17 | 15% | 2.5 | 0.0875 | Leviton | 2G Sw&Dup Recp 302 St Steel Plate | E
84005 | Wiring Devices and Plates | 1.98 | 15% | 2.28 | 0.0875 | Leviton | 2G Sw&Dup Recp 430 St Steel Plate | E
84004-40 | Wiring Devices and Plates | 1.09 | 15% | 1.25 | 0.075 | Leviton | 1G Sgl Recp 302 St Steel Plate | E
84004 | Wiring Devices and Plates | 1.46 | 15% | 1.68 | 0.075 | Leviton | 1G Sgl Recp 430 St Steel Plate | E
84003-IG | Wiring Devices and Plates | 17.2 | 15% | 19.78 | 0.0625 | Leviton | 1G Dup IG Recp 302 St Steel Plate | E
84003-E40 | Wiring Devices and Plates | 12.8 | 15% | 14.72 | 0.0625 | Leviton | 1G Dup Recp 302 S/S EMERGNCY Plate | E
84003-40 | Wiring Devices and Plates | 1.09 | 15% | 1.25 | 0.0625 | Leviton | 1G Dup Recp 302 St Steel Plate | E
84003 | Wiring Devices and Plates | 1.15 | 15% | 1.32 | 0.0625 | Leviton | 1G Dup Recp 430 St Steel Plate | E
84001-E40 | Wiring Devices and Plates | 12.8 | 15% | 14.72 | 0.075 | Leviton | 1G Sw 302 S/S EMERGENCY Plate | E
84001-40 | Wiring Devices and Plates | 1.09 | 15% | 1.25 | 0.075 | Leviton | 1G Switch 302 St Steel Plate | E
84001 | Wiring Devices and Plates | 1.15 | 15% | 1.32 | 0.075 | Leviton | 1G Switch 430 St Steel Plate | E
8400 | Wiring Devices and Plates | 15.06 | 15% | 17.32 | 0.25 | Arrow Hart | Duplex Brn 15A 250V Hospital Recpt | E
8381-W | Wiring Devices and Plates | 17.22 | 15% | 19.8 | 0.25 | Leviton | Single Wht 20A Hospital Surge Recpt | E
8381-R | Wiring Devices and Plates | 17.22 | 15% | 19.8 | 0.25 | Leviton | Single Red 20A Hospital Surge Recpt | E
8381-IGW | Wiring Devices and Plates | 19.7 | 15% | 22.66 | 0.25 | Leviton | Single Wht 20A Hosp IG Surge Recpt | E
8381-IGO | Wiring Devices and Plates | 9.26 | 15% | 10.65 | 0.25 | Leviton | Single Org 20A Hosp IG Surge Recpt | E
8381-IGI | Wiring Devices and Plates | 19.7 | 15% | 22.66 | 0.25 | Leviton | Single Ivy 20A Hosp IG Surge Recpt | E
8381-IGG | Wiring Devices and Plates | 8.76 | 15% | 10.07 | 0.25 | Leviton | Single Gry 20A Hosp IG Surge Recpt | E
8381-I | Wiring Devices and Plates | 17.22 | 15% | 19.8 | 0.25 | Leviton | Single Ivy 20A Hospital Surge Recpt | E
8381-GY | Wiring Devices and Plates | 15.12 | 15% | 17.39 | 0.25 | Leviton | Single Gry 20A Hospital Surge Recpt | E
8381 | Wiring Devices and Plates | 17.22 | 15% | 19.8 | 0.25 | Leviton | Single Brn 20A Hospital Surge Recpt | E
8380-W | Wiring Devices and Plates | 27.8 | 15% | 31.97 | 0.25 | Leviton | Duplex Wht 20A Hospital Surge Recpt | E
8380-R | Wiring Devices and Plates | 27.8 | 15% | 31.97 | 0.25 | Leviton | Duplex Red 20A Hospital Surge Recpt | E
8380-IGW | Wiring Devices and Plates | 30.87 | 15% | 35.5 | 0.25 | Leviton | Duplex Wht 20A Hosp IG Surge Recpt | E
8380-IGO | Wiring Devices and Plates | 30.87 | 15% | 35.5 | 0.25 | Leviton | Duplex Org 20A Hosp IG Surge Recpt | E
8380-IGI | Wiring Devices and Plates | 30.87 | 15% | 35.5 | 0.25 | Leviton | Duplex Ivy 20A Hosp IG Surge Recpt | E
8380-I | Wiring Devices and Plates | 27.8 | 15% | 31.97 | 0.25 | Leviton | Duplex Ivy 20A Hospital Surge Recpt | E
8380-GY | Wiring Devices and Plates | 27.8 | 15% | 31.97 | 0.25 | Leviton | Duplex Gry 20A Hospital Surge Recpt | E
8380 | Wiring Devices and Plates | 27.8 | 15% | 31.97 | 0.25 | Leviton | Duplex Brn 20A Hospital Surge Recpt | E
8362-P | Wiring Devices and Plates | 42.44 | 15% | 48.81 | 0.5 | Leviton | 60A 125/250V-3Ph 4p4w Plug | E
8360 | Wiring Devices and Plates | 45.02 | 15% | 51.77 | 0.5 | Leviton | Flush 60A 125/250V-3Ph 4p4w Recpt | E
8352-P | Wiring Devices and Plates | 33.85 | 15% | 38.93 | 0.5 | Leviton | 50A 120/208V-3Ph 3p4w Plug | E
8351C | Wiring Devices and Plates | 23.97 | 15% | 27.57 | 0.5 | Hubbell | 50A-4p4w 120/208V TwLk Plug | E
8350 | Wiring Devices and Plates | 33 | 15% | 37.95 | 0.5 | Leviton | Flush 50A 120/208V-3Ph 3p4w Recpt | E
83411 | Wiring Devices and Plates | 9.96 | 15% | 11.45 | 0.125 | Leviton | 3G Aluminum DECORA Plate | E
83409 | Wiring Devices and Plates | 6.26 | 15% | 7.2 | 0.1 | Leviton | 2G Aluminum DECORA Plate | E
83401 | Wiring Devices and Plates | 2.61 | 15% | 3 | 0.075 | Leviton | 1G Aluminum DECORA Plate | E
8332-P | Wiring Devices and Plates | 31.05 | 15% | 35.71 | 0.5 | Leviton | 30A 125/208V-3Ph 3p4w Plug | E
8332C | Wiring Devices and Plates | 29.23 | 15% | 33.61 | 0.5 | Hubbell | 30A 120/208V-3Ph 4p4w Angle Plug | E
8330 | Wiring Devices and Plates | 21.97 | 15% | 25.27 | 0.5 | Leviton | Flush 30A 120-208-3Ph 3p4w Recpt | E
8319-CT | Wiring Devices and Plates | 13.34 | 15% | 15.34 | 0.5 | Leviton | 20A 125V Clear Hospital Connector | E
8319-C | Wiring Devices and Plates | 9.24 | 15% | 10.63 | 0.5 | Leviton | 20A 125V B & W Hospital Connector | E
8315-CT | Wiring Devices and Plates | 8.21 | 15% | 9.44 | 0.5 | Leviton | 20A 125V Clear Hospital Plug | E
8315-CAT | Wiring Devices and Plates | 8.82 | 15% | 10.14 | 0.5 | Leviton | 20A 125V Angle Hospital Plug | E
8315-C | Wiring Devices and Plates | 5.63 | 15% | 6.47 | 0.5 | Leviton | 20A 125V Blk & White Hospital Plug | E
8310-W | Wiring Devices and Plates | 7.9 | 15% | 9.09 | 0.25 | Leviton | Single Wht 20A 125V Hospital Recpt | E
8310-R | Wiring Devices and Plates | 7.9 | 15% | 9.09 | 0.25 | Leviton | Single Red 20A 125V Hospital Recpt | E
8310IL | Wiring Devices and Plates | 11.09 | 15% | 12.75 | 0.25 | Arrow Hart | Sgl Ivy 20A 125V Illum Hosp Recpt | E
8310-I | Wiring Devices and Plates | 7.9 | 15% | 9.09 | 0.25 | Leviton | Single Ivy 20A 125V Hospital Recpt | E
8310-GY | Wiring Devices and Plates | 7.9 | 15% | 9.09 | 0.25 | Leviton | Single Gry 20A 125V Hospital Recpt | E
8310 | Wiring Devices and Plates | 7.9 | 15% | 9.09 | 0.25 | Leviton | Single Brn 20A 125V Hospital Recpt | E
83042 | Wiring Devices and Plates | 2.73 | 15% | 3.14 | 0.15 | Leviton | 4G 3 Sw&Dup Aluminum Plate | E
83028 | Wiring Devices and Plates | 1.67 | 15% | 1.92 | 0.075 | Leviton | 1G 2.147 Recp Aluminum Plate | E
83026 | Wiring Devices and Plates | 3.31 | 15% | 3.81 | 0.1 | Leviton | 1G 2.145 Recp Aluminum Plate | E
83023 | Wiring Devices and Plates | 4.14 | 15% | 4.76 | 0.175 | Leviton | 5G Switch Aluminum Plate | E
83022 | Wiring Devices and Plates | 1.99 | 15% | 2.29 | 0.1 | Leviton | 2G 2.147 Recp Aluminum Plate | E
83021 | Wiring Devices and Plates | 2.08 | 15% | 2.39 | 0.125 | Leviton | 3G 2 Sw&Dup Aluminum Plate | E
83016 | Wiring Devices and Plates | 2.96 | 15% | 3.4 | 0.075 | Leviton | 2G Dup Recp Aluminum Plate | E
83014 | Wiring Devices and Plates | 1.41 | 15% | 1.62 | 0.075 | Leviton | 1G Blank Aluminum Plate | E
83013 | Wiring Devices and Plates | 1.41 | 15% | 1.62 | 0.075 | Leviton | 1G Phone Aluminum Plate | E
83012 | Wiring Devices and Plates | 5.91 | 15% | 6.8 | 0.15 | Leviton | 4G Switch Aluminum Plate | E
83011 | Wiring Devices and Plates | 4.42 | 15% | 5.08 | 0.125 | Leviton | 3G Switch Aluminum Plate | E
8300-W | Wiring Devices and Plates | 9.82 | 15% | 11.29 | 0.25 | Leviton | Duplex Wht 20A 125V Hospital Recpt | E
8300SW | Wiring Devices and Plates | 35.84 | 15% | 41.22 | 0.25 | Arrow Hart | White 20A Hosp Surge Recpt w/Alarm | E
8300SI | Wiring Devices and Plates | 30.55 | 15% | 35.13 | 0.25 | Arrow Hart | Ivory 20A Hosp Surge Recpt w/Alarm | E
8300SGRY | Wiring Devices and Plates | 35.84 | 15% | 41.22 | 0.25 | Arrow Hart | Gray 20A Hosp Surge Recpt w/Alarm | E
8300SBR | Wiring Devices and Plates | 30.55 | 15% | 35.13 | 0.25 | Arrow Hart | Brown 20A Hosp Surge Recpt w/Alarm | E
8300S | Wiring Devices and Plates | 30.55 | 15% | 35.13 | 0.25 | Arrow Hart | Blue 20A Hosp Surge Recpt w/Alarm | E
8300-R | Wiring Devices and Plates | 5.51 | 15% | 6.34 | 0.25 | Leviton | Duplex Red 20A 125V Hospital Recpt | E
8300-I | Wiring Devices and Plates | 5.51 | 15% | 6.34 | 0.25 | Leviton | Duplex Ivy 20A 125V Hospital Recpt | E
8300-GY | Wiring Devices and Plates | 5.51 | 15% | 6.34 | 0.25 | Leviton | Duplex Gry 20A 125V Hospital Recpt | E
83009 | Wiring Devices and Plates | 2.96 | 15% | 3.4 | 0.1 | Leviton | 2G Switch Aluminum Plate | E
83007 | Wiring Devices and Plates | 1.22 | 15% | 1.4 | 0.1 | Leviton | 2G Sw&Sgl Recp Aluminum Plate | E
83005 | Wiring Devices and Plates | 2.96 | 15% | 3.4 | 0.0875 | Leviton | 2G Sw&Dup Recp Aluminum Plate | E
83004 | Wiring Devices and Plates | 1.41 | 15% | 1.62 | 0.075 | Leviton | 1G Sgl Recp Aluminum Plate | E
83003 | Wiring Devices and Plates | 1.41 | 15% | 1.62 | 0.0625 | Leviton | 1G Dup Recp Aluminum Plate | E
83001 | Wiring Devices and Plates | 1.41 | 15% | 1.62 | 0.075 | Leviton | 1G Switch Aluminum Plate | E
8300 | Wiring Devices and Plates | 5.51 | 15% | 6.34 | 0.25 | Leviton | Duplex Brn 20A 125V Hospital Recpt | E
8299-W | Wiring Devices and Plates | 9.52 | 15% | 10.95 | 0.25 | Leviton | White 15A Switch & GFI Recpt | E
8299-I | Wiring Devices and Plates | 9.52 | 15% | 10.95 | 0.25 | Leviton | Ivory 15A Switch & GFI Recpt | E
8299 | Wiring Devices and Plates | 9.52 | 15% | 10.95 | 0.25 | Leviton | Brown 15A Switch & GFI Recpt | E
8281-IGW | Wiring Devices and Plates | 11.62 | 15% | 13.36 | 0.25 | Leviton | Single Wht 15A Hosp IG Surge Recpt | E
8281-IGO | Wiring Devices and Plates | 11.62 | 15% | 13.36 | 0.25 | Leviton | Single Org 15A Hosp IG Surge Recpt | E
8281-IGI | Wiring Devices and Plates | 18.36 | 15% | 21.11 | 0.25 | Leviton | Single Ivy 15A Hosp IG Surge Recpt | E
8280-W | Wiring Devices and Plates | 25.62 | 15% | 29.46 | 0.25 | Leviton | Duplex Wht 15A Hospital Surge Recpt | E
8280-R | Wiring Devices and Plates | 25.62 | 15% | 29.46 | 0.25 | Leviton | Duplex Red 15A Hospital Surge Recpt | E
8280-IGW | Wiring Devices and Plates | 27.8 | 15% | 31.97 | 0.25 | Leviton | Duplex Wht 15A Hosp IG Surge Recpt | E
8280-IGO | Wiring Devices and Plates | 27.8 | 15% | 31.97 | 0.25 | Leviton | Duplex Org 15A Hosp IG Surge Recpt | E
8280-IGI | Wiring Devices and Plates | 27.8 | 15% | 31.97 | 0.25 | Leviton | Duplex Ivy 15A Hosp IG Surge Recpt | E
8280-I | Wiring Devices and Plates | 25.62 | 15% | 29.46 | 0.25 | Leviton | Duplex Ivy 15A Hospital Surge Recpt | E
8280 | Wiring Devices and Plates | 25.62 | 15% | 29.46 | 0.25 | Leviton | Duplex Brn 15A Hospital Surge Recpt | E
8219-CT | Wiring Devices and Plates | 12.71 | 15% | 14.62 | 0.5 | Leviton | 15A 125V Clear Hospital Connector | E
8219-C | Wiring Devices and Plates | 8.82 | 15% | 10.14 | 0.5 | Leviton | 15A 125V B & W Hospital Connector | E
8215-CT | Wiring Devices and Plates | 6.8 | 15% | 7.82 | 0.5 | Leviton | 15A 125V Clear Hospital Plug | E
8215-CAT | Wiring Devices and Plates | 6.8 | 15% | 7.82 | 0.5 | Leviton | 15A 125V Angle Hospital Plug | E
8215-C | Wiring Devices and Plates | 4.24 | 15% | 4.88 | 0.5 | Leviton | 15A 125V Blk & White Hospital Plug | E
8210-W | Wiring Devices and Plates | 7.04 | 15% | 8.1 | 0.25 | Leviton | Single Wht 15A 125V Hospital Recpt | E
8210-R | Wiring Devices and Plates | 7.04 | 15% | 8.1 | 0.25 | Leviton | Single Red 15A 125V Hospital Recpt | E
8210IL | Wiring Devices and Plates | 10.5 | 15% | 12.08 | 0.25 | Arrow Hart | Sgl Ivy 15A 125V Illum Hosp Recpt | E
8210-I | Wiring Devices and Plates | 7.04 | 15% | 8.1 | 0.25 | Leviton | Single Ivy 15A 125V Hospital Recpt | E
8210 | Wiring Devices and Plates | 7.04 | 15% | 8.1 | 0.25 | Leviton | Single Brn 15A 125V Hospital Recpt | E
8200-W | Wiring Devices and Plates | 4.75 | 15% | 5.46 | 0.25 | Leviton | Duplex Wht 15A 125V Hospital Recpt | E
8200SW | Wiring Devices and Plates | 35.69 | 15% | 41.04 | 0.25 | Arrow Hart | White 15A Hosp Surge Recpt w/Alarm | E
8200SI | Wiring Devices and Plates | 29.81 | 15% | 34.28 | 0.25 | Arrow Hart | Ivory 15A Hosp Surge Recpt w/Alarm | E
8200SGRY | Wiring Devices and Plates | 35.69 | 15% | 41.04 | 0.25 | Arrow Hart | Gray 15A Hosp Surge Recpt w/Alarm | E
8200SBR | Wiring Devices and Plates | 29.81 | 15% | 34.28 | 0.25 | Arrow Hart | Brown 15A Hosp Surge Recpt w/Alarm | E
8200S | Wiring Devices and Plates | 29.81 | 15% | 34.28 | 0.25 | Arrow Hart | Blue 15A Hosp Surge Recpt w/Alarm | E
8200-R | Wiring Devices and Plates | 4.75 | 15% | 5.46 | 0.25 | Leviton | Duplex Red 15A 125V Hospital Recpt | E
8200-I | Wiring Devices and Plates | 4.75 | 15% | 5.46 | 0.25 | Leviton | Duplex Ivy 15A 125V Hospital Recpt | E
8200-GY | Wiring Devices and Plates | 4.75 | 15% | 5.46 | 0.25 | Leviton | Duplex Gry 15A 125V Hospital Recpt | E
82000-L3W | Wiring Devices and Plates | 110.4 | 15% | 126.96 | 0.3125 | Leviton | 3W Wht 2000W Ilum Arch Slide Dimmer | E
82000-L3I | Wiring Devices and Plates | 110.4 | 15% | 126.96 | 0.375 | Leviton | 3W Ivy 2000W Ilum Arch Slide Dimmer | E
8200 | Wiring Devices and Plates | 4.75 | 15% | 5.46 | 0.25 | Leviton | Duplex Brn 15A 125V Hospital Recpt | E
81500-W | Wiring Devices and Plates | 102.28 | 15% | 117.62 | 0.25 | Leviton | SP Wht 1500W Lumaspec Preset Dim | E
81500-I | Wiring Devices and Plates | 102.28 | 15% | 117.62 | 0.25 | Leviton | SP Ivy 1500W Lumaspec Preset Dim | E
81500-GY | Wiring Devices and Plates | 97.51 | 15% | 112.14 | 0.25 | Leviton | SP Gry 1500W Lumaspec Preset Dim | E
81500-3W | Wiring Devices and Plates | 114.23 | 15% | 131.36 | 0.3125 | Leviton | 3W Wht 1500W Lumaspec Preset Dim | E
81500-3I | Wiring Devices and Plates | 114.23 | 15% | 131.36 | 0.3125 | Leviton | 3W Ivy 1500W Lumaspec Preset Dim | E
81423 | Wiring Devices and Plates | 17.56 | 15% | 20.19 | 0.175 | Leviton | 5G Brass DECORA Plate | E
81412 | Wiring Devices and Plates | 16.15 | 15% | 18.57 | 0.15 | Leviton | 4G Brass DECORA Plate | E
81411 | Wiring Devices and Plates | 10.53 | 15% | 12.11 | 0.125 | Leviton | 3G Brass DECORA Plate | E
81409 | Wiring Devices and Plates | 8.08 | 15% | 9.29 | 0.1 | Leviton | 2G Brass DECORA Plate | E
81401 | Wiring Devices and Plates | 3.81 | 15% | 4.38 | 0.075 | Leviton | 1G Brass DECORA Plate | E
813 | Wiring Devices and Plates | 0.9 | 15% | 1.04 | 0.1 | Hubbell | 4" Raised 30A-4w Recpt Plate | E
81079 | Wiring Devices and Plates | 8.76 | 15% | 10.07 | 0.075 | Leviton | 1G Louver Brass Plate | E
81070 | Wiring Devices and Plates | 35.37 | 15% | 40.68 | 0.225 | Leviton | 7G Switch Brass Plate | E
81056 | Wiring Devices and Plates | 28.84 | 15% | 33.17 | 0.1875 | Leviton | 6G Dup Recp Brass Plate | E
81055 | Wiring Devices and Plates | 25.27 | 15% | 29.06 | 0.15 | Leviton | 5G Dup Recp Brass Plate | E
81049 | Wiring Devices and Plates | 44.47 | 15% | 51.14 | 0.3125 | Leviton | 9G Switch Brass Plate | E
81045 | Wiring Devices and Plates | 11.84 | 15% | 13.62 | 0.15 | Leviton | 4G 2 Sw&2 Dup Brass Plate | E
81042 | Wiring Devices and Plates | 7.51 | 15% | 8.64 | 0.15 | Leviton | 4G 3 Sw&Sgl Brass Plate | E
81040 | Wiring Devices and Plates | 5.92 | 15% | 6.81 | 0.075 | Leviton | 2G Center Switch Brass Plate | E
81036 | Wiring Devices and Plates | 24.79 | 15% | 28.51 | 0.2 | Leviton | 6G Switch Brass Plate | E
81025 | Wiring Devices and Plates | 7.17 | 15% | 8.25 | 0.1 | Leviton | 2G Blank Brass Plate | E
81023-PB | Wiring Devices and Plates | 17.76 | 15% | 20.42 | 0.175 | Leviton | 5G Switch Brass Plate | E
81021 | Wiring Devices and Plates | 12.39 | 15% | 14.25 | 0.125 | Leviton | 3G 2 Sw&Dup Brass Plate | E
81016 | Wiring Devices and Plates | 8.25 | 15% | 9.49 | 0.075 | Leviton | 2G Dup Recp Brass Plate | E
81014 | Wiring Devices and Plates | 4.14 | 15% | 4.76 | 0.075 | Leviton | 1G Blank Brass Plate | E
81013 | Wiring Devices and Plates | 4.14 | 15% | 4.76 | 0.075 | Leviton | 1G Phone Brass Plate | E
81012 | Wiring Devices and Plates | 16.5 | 15% | 18.98 | 0.15 | Leviton | 4G Switch Brass Plate | E
81011-PB | Wiring Devices and Plates | 10.76 | 15% | 12.37 | 0.125 | Leviton | 3G Switch Brass Plate | E
81009 | Wiring Devices and Plates | 8.25 | 15% | 9.49 | 0.1 | Leviton | 2G Switch Brass Plate | E
81005-PB | Wiring Devices and Plates | 7.06 | 15% | 8.12 | 0.0875 | Leviton | 2G Sw&Dup Recp Brass Plate | E
81004 | Wiring Devices and Plates | 4.14 | 15% | 4.76 | 0.075 | Leviton | 1G Sgl Recp Brass Plate | E
81003 | Wiring Devices and Plates | 4.1 | 15% | 4.72 | 0.0625 | Leviton | 1G Dup Recp Brass Plate | E
81001 | Wiring Devices and Plates | 4.14 | 15% | 4.76 | 0.075 | Leviton | 1G Switch Brass Plate | E
81000-W | Wiring Devices and Plates | 28.42 | 15% | 32.68 | 0.25 | Leviton | SP Wht 1000W Lumaspec Preset Dim | E
81000-L3W | Wiring Devices and Plates | 53.1 | 15% | 61.07 | 0.3125 | Leviton | 3W Wht 1000W Ilum Arch Slide Dimmer | E
81000-L3I | Wiring Devices and Plates | 53.1 | 15% | 61.07 | 0.3125 | Leviton | 3W Ivy 1000W Ilum Arch Slide Dimmer | E
81000-I | Wiring Devices and Plates | 25.89 | 15% | 29.77 | 0.25 | Leviton | SP Ivy 1000W Arch Slide Dimmer | E
81000-GY | Wiring Devices and Plates | 25.89 | 15% | 29.77 | 0.25 | Leviton | SP Gry 1000W Arch Slide Dimmer | E
81000-3I | Wiring Devices and Plates | 31.82 | 15% | 36.59 | 0.3125 | Leviton | 3W Ivy 1000W Arch Slide Dimmer | E
81000-3GY | Wiring Devices and Plates | 49.26 | 15% | 56.65 | 0.25 | Leviton | 3W Gray 1000W Arch Slide Dimmer | E
80800-3GY | Wiring Devices and Plates | 26.1 | 15% | 30.02 | 0.25 | Leviton | 3W Gray 800W Arch Slide Dimmer | E
80728-W | Wiring Devices and Plates | 0.33 | 15% | 0.38 | 0.1 | Leviton | 1G 2.14 Recp Smooth Nylon Wht Plate | E
80728-R | Wiring Devices and Plates | 0.33 | 15% | 0.38 | 0.1 | Leviton | 1G 2.14 Recp Smooth Nylon Red Plate | E
80728-I | Wiring Devices and Plates | 0.33 | 15% | 0.38 | 0.1 | Leviton | 1G 2.12 Recp Smooth Nylon Ivy Plate | E
80728-GY | Wiring Devices and Plates | 0.33 | 15% | 0.38 | 0.1 | Leviton | 1G 2.15 Recp Smooth Nylon Gry Plate | E
80728-E | Wiring Devices and Plates | 0.33 | 15% | 0.38 | 0.1 | Leviton | 1G 2.12 Recp Smooth Nylon Blk Plate | E
80728 | Wiring Devices and Plates | 0.33 | 15% | 0.38 | 0.1 | Leviton | 1G 2.12 Recp Smooth Nylon Brn Plate | E
80726-W | Wiring Devices and Plates | 0.75 | 15% | 0.86 | 0.1 | Leviton | 2G 2.14 Recp Smooth Nylon Wht Plate | E
80726-I | Wiring Devices and Plates | 0.75 | 15% | 0.86 | 0.1 | Leviton | 2G 2.12 Recp Smooth Nylon Ivy Plate | E
80726 | Wiring Devices and Plates | 0.75 | 15% | 0.86 | 0.1 | Leviton | 2G 2.12 Recp Smooth Nylon Brn Plate | E
80725-W | Wiring Devices and Plates | 0.58 | 15% | 0.67 | 0.1 | Leviton | 2G Blank Smooth Nylon Wht Plate | E
80725-I | Wiring Devices and Plates | 0.58 | 15% | 0.67 | 0.1 | Leviton | 2G Blank Smooth Nylon Ivy Plate | E
80725-GY | Wiring Devices and Plates | 0.58 | 15% | 0.67 | 0.1 | Leviton | 2G Blank Smooth Nylon Gry Plate | E
80725-E | Wiring Devices and Plates | 0.58 | 15% | 0.67 | 0.1 | Leviton | 2G Blank Smooth Nylon Blk Plate | E
80725 | Wiring Devices and Plates | 0.58 | 15% | 0.67 | 0.1 | Leviton | 2G Blank Smooth Nylon Brn Plate | E
80721-W | Wiring Devices and Plates | 1.01 | 15% | 1.16 | 0.125 | Leviton | 3G 2Sw&Dup Smooth Nylon Wht Plate | E
80721-R | Wiring Devices and Plates | 1.01 | 15% | 1.16 | 0.125 | Leviton | 3G 2Sw&Dup Smooth Nylon Red Plate | E
80721-I | Wiring Devices and Plates | 1.01 | 15% | 1.16 | 0.125 | Leviton | 3G 2Sw&Dup Smooth Nylon Ivy Plate | E
80721-E | Wiring Devices and Plates | 1.01 | 15% | 1.16 | 0.125 | Leviton | 3G 2Sw&Dupl Smooth Nylon Blk Plate | E
80720-W | Wiring Devices and Plates | 0.36 | 15% | 0.41 | 0.1 | Leviton | 1G 1.58 Recp Smooth Nylon Wht Plate | E
80720-R | Wiring Devices and Plates | 0.33 | 15% | 0.38 | 0.1 | Leviton | 1G 1.58 Recp Smooth Nylon Red Plate | E
80720-I | Wiring Devices and Plates | 0.33 | 15% | 0.38 | 0.1 | Leviton | 1G 1.58 Recp Smooth Nylon Ivy Plate | E
80720-GY | Wiring Devices and Plates | 0.33 | 15% | 0.38 | 0.1 | Leviton | 1G 1.58 Recp Smooth Nylon Gry Plate | E
80720-E | Wiring Devices and Plates | 0.33 | 15% | 0.38 | 0.1 | Leviton | 1G 1.58 Recp Smooth Nylon Blk Plate | E
80720 | Wiring Devices and Plates | 0.33 | 15% | 0.38 | 0.1 | Leviton | 1G 1.58 Recp Smooth Nylon Brn Plate | E
80716-W | Wiring Devices and Plates | 0.52 | 15% | 0.6 | 0.075 | Leviton | 2G Dup Recp Smooth Nylon Wht Plate | E
80716-R | Wiring Devices and Plates | 0.52 | 15% | 0.6 | 0.075 | Leviton | 2G Dup Recp Smooth Nylon Red Plate | E
80716-ORG | Wiring Devices and Plates | 0.56 | 15% | 0.64 | 0.075 | Leviton | 2G Dup Recp Orange Nylon Plate | E
80716-I | Wiring Devices and Plates | 0.52 | 15% | 0.6 | 0.075 | Leviton | 2G Dup Recp Smooth Nylon Ivy Plate | E
80716-GY | Wiring Devices and Plates | 0.52 | 15% | 0.6 | 0.075 | Leviton | 2G Dup Recp Smooth Nylon Gry Plate | E
80716-E | Wiring Devices and Plates | 0.52 | 15% | 0.6 | 0.075 | Leviton | 2G Dup Recp Smooth Nylon Blk Plate | E
80716 | Wiring Devices and Plates | 0.52 | 15% | 0.6 | 0.075 | Leviton | 2G Dup Recp Smooth Nylon Brn Plate | E
80714-W | Wiring Devices and Plates | 0.36 | 15% | 0.41 | 0.075 | Leviton | 1G Blank Smooth Nylon Wht Plate | E
80714-R | Wiring Devices and Plates | 0.36 | 15% | 0.41 | 0.075 | Leviton | 1G Blank Smooth Nylon Red Plate | E
80714-I | Wiring Devices and Plates | 0.36 | 15% | 0.41 | 0.075 | Leviton | 1G Blank Smooth Nylon Ivy Plate | E
80714-GY | Wiring Devices and Plates | 0.36 | 15% | 0.41 | 0.075 | Leviton | 1G Blank Smooth Nylon Gry Plate | E
80714-E | Wiring Devices and Plates | 0.36 | 15% | 0.41 | 0.075 | Leviton | 1G Blank Smooth Nylon Blk Plate | E
80714 | Wiring Devices and Plates | 0.36 | 15% | 0.41 | 0.075 | Leviton | 1G Blank Smooth Nylon Brn Plate | E
80712-W | Wiring Devices and Plates | 1.43 | 15% | 1.64 | 0.15 | Leviton | 4G Switch Smooth Nylon Wht Plate | E
80712-I | Wiring Devices and Plates | 1.43 | 15% | 1.64 | 0.15 | Leviton | 4G Switch Smooth Nylon Ivy Plate | E
80712-GY | Wiring Devices and Plates | 1.43 | 15% | 1.64 | 0.15 | Leviton | 4G Switch Smooth Nylon Gry Plate | E
80712-E | Wiring Devices and Plates | 1.43 | 15% | 1.64 | 0.15 | Leviton | 4G Switch Smooth Nylon Blk Plate | E
80712 | Wiring Devices and Plates | 1.43 | 15% | 1.64 | 0.15 | Leviton | 4G Switch Smooth Nylon Brn Plate | E
80711-W | Wiring Devices and Plates | 0.77 | 15% | 0.89 | 0.125 | Leviton | 3G Switch Smooth Nylon Wht Plate | E
80711-R | Wiring Devices and Plates | 0.77 | 15% | 0.89 | 0.125 | Leviton | 3G Switch Smooth Nylon Red Plate | E
80711-I | Wiring Devices and Plates | 0.77 | 15% | 0.89 | 0.125 | Leviton | 3G Switch Smooth Nylon Ivy Plate | E
80711-GY | Wiring Devices and Plates | 0.77 | 15% | 0.89 | 0.125 | Leviton | 3G Switch Smooth Nylon Gry Plate | E
80711-E | Wiring Devices and Plates | 0.77 | 15% | 0.89 | 0.125 | Leviton | 3G Switch Smooth Nylon Blk Plate | E
80711 | Wiring Devices and Plates | 0.77 | 15% | 0.89 | 0.125 | Leviton | 3G Switch Smooth Nylon Brn Plate | E
80709-W | Wiring Devices and Plates | 0.52 | 15% | 0.6 | 0.1 | Leviton | 2G Switch Smooth Nylon Wht Plate | E
80709-R | Wiring Devices and Plates | 0.52 | 15% | 0.6 | 0.1 | Leviton | 2G Switch Smooth Nylon Red Plate | E
80709-I | Wiring Devices and Plates | 0.52 | 15% | 0.6 | 0.1 | Leviton | 2G Switch Smooth Nylon Ivy Plate | E
80709-GY | Wiring Devices and Plates | 0.52 | 15% | 0.6 | 0.1 | Leviton | 2G Switch Smooth Nylon Gry Plate | E
80709-E | Wiring Devices and Plates | 0.52 | 15% | 0.6 | 0.1 | Leviton | 2G Switch Smooth Nylon Blk Plate | E
80709 | Wiring Devices and Plates | 0.52 | 15% | 0.6 | 0.1 | Leviton | 2G Switch Smooth Nylon Brn Plate | E
80705-W | Wiring Devices and Plates | 0.72 | 15% | 0.83 | 0.0875 | Leviton | 2G Sw&Dup Smooth Nylon Wht Plate | E
80705-R | Wiring Devices and Plates | 0.72 | 15% | 0.83 | 0.0875 | Leviton | 2G Sw&Dup Smooth Nylon Red Plate | E
80705-I | Wiring Devices and Plates | 0.72 | 15% | 0.83 | 0.0875 | Leviton | 2G Sw&Dup Smooth Nylon Ivy Plate | E
80705-GY | Wiring Devices and Plates | 0.72 | 15% | 0.83 | 0.0875 | Leviton | 2G Sw&Dup Smooth Nylon Gry Plate | E
80705-E | Wiring Devices and Plates | 0.72 | 15% | 0.83 | 0.0875 | Leviton | 2G Sw&Dupl Smooth Nylon Blk Plate | E
80705 | Wiring Devices and Plates | 0.72 | 15% | 0.83 | 0.0875 | Leviton | 2G Sw&Dup Smooth Nylon Brn Plate | E
80704-W | Wiring Devices and Plates | 0.33 | 15% | 0.38 | 0.075 | Leviton | 1G Sgl Recp Smooth Nylon Wht Plate | E
80704-R | Wiring Devices and Plates | 0.33 | 15% | 0.38 | 0.075 | Leviton | 1G Sgl Recp Smooth Nylon Red Plate | E
80704-I | Wiring Devices and Plates | 0.33 | 15% | 0.38 | 0.075 | Leviton | 1G Sgl Recp Smooth Nylon Ivy Plate | E
80704-GY | Wiring Devices and Plates | 0.33 | 15% | 0.38 | 0.075 | Leviton | 1G Sgl Recp Smooth Nylon Gry Plate | E
80704-E | Wiring Devices and Plates | 0.33 | 15% | 0.38 | 0.075 | Leviton | 1G Sgl Recp Smooth Nylon Blk Plate | E
80704 | Wiring Devices and Plates | 0.33 | 15% | 0.38 | 0.075 | Leviton | 1G Sgl Recp Smooth Nylon Brn Plate | E
80703-W | Wiring Devices and Plates | 0.27 | 15% | 0.31 | 0.0625 | Leviton | 1G Dup Recp Smooth Nylon Wht Plate | E
80703-RE | Wiring Devices and Plates | 1.32 | 15% | 1.52 | 0.0625 | Leviton | 1G Duplex Nylon Red EMERGENCY Plate | E
80703-R | Wiring Devices and Plates | 0.27 | 15% | 0.31 | 0.0625 | Leviton | 1G Dup Recp Smooth Nylon Red Plate | E
80703-ORG | Wiring Devices and Plates | 0.31 | 15% | 0.36 | 0.0625 | Leviton | 1G Dup Recp Orange Nylon Plate | E
80703-IG | Wiring Devices and Plates | 1.27 | 15% | 1.46 | 0.0625 | Leviton | 1G Dup Recp Orange IG Nylon Plate | E
80703-I | Wiring Devices and Plates | 0.27 | 15% | 0.31 | 0.0625 | Leviton | 1G Dup Recp Smooth Nylon Ivy Plate | E
80703-GY | Wiring Devices and Plates | 0.27 | 15% | 0.31 | 0.075 | Leviton | 1G Dup Recp Smooth Nylon Gry Plate | E
80703-E | Wiring Devices and Plates | 0.27 | 15% | 0.31 | 0.0625 | Leviton | 1G Dup Recp Smooth Nylon Blk Plate | E
80703 | Wiring Devices and Plates | 0.27 | 15% | 0.31 | 0.0625 | Leviton | 1G Dup Recp Smooth Nylon Brn Plate | E
80701-W | Wiring Devices and Plates | 0.27 | 15% | 0.31 | 0.075 | Leviton | 1G Switch Smooth Nylon Wht Plate | E
80701-RE | Wiring Devices and Plates | 1.32 | 15% | 1.52 | 0.075 | Leviton | 1G Sw Nylon Red EMERGENCY Plate | E
80701-R | Wiring Devices and Plates | 0.27 | 15% | 0.31 | 0.075 | Leviton | 1G Switch Smooth Nylon Red Plate | E
80701-I | Wiring Devices and Plates | 0.27 | 15% | 0.31 | 0.075 | Leviton | 1G Switch Smooth Nylon Ivy Plate | E
80701-GY | Wiring Devices and Plates | 0.27 | 15% | 0.31 | 0.075 | Leviton | 1G Switch Smooth Nylon Gry Plate | E
80701-E | Wiring Devices and Plates | 0.27 | 15% | 0.31 | 0.075 | Leviton | 1G Switch Smooth Nylon Blk Plate | E
80701 | Wiring Devices and Plates | 0.27 | 15% | 0.31 | 0.075 | Leviton | 1G Switch Smooth Nylon Brn Plate | E
80612-W | Wiring Devices and Plates | 1.37 | 15% | 1.58 | 0.15 | Leviton | 4G White Mid-Way DECORA Plate | E
80612-I | Wiring Devices and Plates | 1.37 | 15% | 1.58 | 0.15 | Leviton | 4G Ivory Mid-Way DECORA Plate | E
80612-A | Wiring Devices and Plates | 1.37 | 15% | 1.58 | 0.15 | Leviton | 4G Almond Mid-Way DECORA Plate | E
80612 | Wiring Devices and Plates | 1.37 | 15% | 1.58 | 0.15 | Leviton | 4G Brown Mid-Way DECORA Plate | E
80611-W | Wiring Devices and Plates | 1.02 | 15% | 1.17 | 0.125 | Leviton | 3G White Mid-Way DECORA Plate | E
80611-I | Wiring Devices and Plates | 1.02 | 15% | 1.17 | 0.125 | Leviton | 3G Ivory Mid-Way DECORA Plate | E
80611-A | Wiring Devices and Plates | 1.02 | 15% | 1.17 | 0.125 | Leviton | 3G Almond Mid-Way DECORA Plate | E
80611 | Wiring Devices and Plates | 1.02 | 15% | 1.17 | 0.125 | Leviton | 3G Brown Mid-Way DECORA Plate | E
80609-W | Wiring Devices and Plates | 0.67 | 15% | 0.77 | 0.1 | Leviton | 2G White Mid-Way DECORA Plate | E
80609-I | Wiring Devices and Plates | 0.67 | 15% | 0.77 | 0.1 | Leviton | 2G Ivory Mid-Way DECORA Plate | E
80609-GY | Wiring Devices and Plates | 0.67 | 15% | 0.77 | 0.1 | Leviton | 2G Gray Mid-Way DECORA Plate | E
80609-A | Wiring Devices and Plates | 0.67 | 15% | 0.77 | 0.1 | Leviton | 2G Almond Mid-Way DECORA Plate | E
80609 | Wiring Devices and Plates | 0.67 | 15% | 0.77 | 0.1 | Leviton | 2G Brown Mid-Way DECORA Plate | E
80608-W | Wiring Devices and Plates | 2.77 | 15% | 3.19 | 0.1 | Leviton | 2G GFI&Blank Wht Mid-Way Plate | E
80608-I | Wiring Devices and Plates | 2.77 | 15% | 3.19 | 0.1 | Leviton | 2G GFI&Blank Ivy Mid-Way Plate | E
80608 | Wiring Devices and Plates | 2.27 | 15% | 2.61 | 0.1 | Leviton | 2G Blank&GFI Brn Mid-Way Plate | E
80605-W | Wiring Devices and Plates | 0.77 | 15% | 0.89 | 0.1 | Leviton | 2G Sw&GFI Wht Mid-Way Plate | E
80605-I | Wiring Devices and Plates | 0.77 | 15% | 0.89 | 0.1 | Leviton | 2G Sw&GFI Ivy Mid-Way Plate | E
80605 | Wiring Devices and Plates | 0.76 | 15% | 0.87 | 0.1 | Leviton | 2G Sw&GFI Brn Mid-Way Plate | E
80601-W | Wiring Devices and Plates | 0.34 | 15% | 0.39 | 0.075 | Leviton | 1G White Mid-Way DECORA Plate | E
80601-I | Wiring Devices and Plates | 0.34 | 15% | 0.39 | 0.075 | Leviton | 1G Ivory Mid-Way DECORA Plate | E
80601-GY | Wiring Devices and Plates | 0.34 | 15% | 0.39 | 0.075 | Leviton | 1G Gray Mid-Way DECORA Plate | E
80601-A | Wiring Devices and Plates | 0.34 | 15% | 0.39 | 0.075 | Leviton | 1G Almond Mid-Way DECORA Plate | E
80601 | Wiring Devices and Plates | 0.33 | 15% | 0.38 | 0.075 | Leviton | 1G Brown Mid-Way DECORA Plate | E
805808 | Wiring Devices and Plates | 1.82 | 15% | 2.09 | 0.1 | Leviton | 2G Dup&Blank Brown Oversize Plate | E
80528-I | Wiring Devices and Plates | 0.88 | 15% | 1.01 | 0.075 | Leviton | 1G 2.147 Recp Smooth Pls Ivy Plate | E
80526-I | Wiring Devices and Plates | 0.88 | 15% | 1.01 | 0.075 | Leviton | 1G 2.145 Recp Smooth Pls Ivy Plate | E
80521-W | Wiring Devices and Plates | 1.45 | 15% | 1.67 | 0.125 | Leviton | 3G 2 Sw&Dup Wht Mid-Way Plate | E
80521-I | Wiring Devices and Plates | 1.45 | 15% | 1.67 | 0.125 | Leviton | 3G 2 Sw&Dup Ivy Mid-Way Plate | E
80521 | Wiring Devices and Plates | 1.45 | 15% | 1.67 | 0.125 | Leviton | 3G 2 Sw&Dup Brn Mid-Way Plate | E
80516-W | Wiring Devices and Plates | 0.53 | 15% | 0.61 | 0.075 | Leviton | 2G Dup Recp Wht Mid-Way Plate | E
80516-I | Wiring Devices and Plates | 0.53 | 15% | 0.61 | 0.075 | Leviton | 2G Dup Recp Ivy Mid-Way Plate | E
80516 | Wiring Devices and Plates | 0.53 | 15% | 0.61 | 0.075 | Leviton | 2G Dup Recp Brn Mid-Way Plate | E
80513-W | Wiring Devices and Plates | 0.27 | 15% | 0.31 | 0.075 | Leviton | 1G Phone Wht Mid-Way Plate | E
80513-I | Wiring Devices and Plates | 0.27 | 15% | 0.31 | 0.075 | Leviton | 1G Phone Ivy Mid-Way Plate | E
80513 | Wiring Devices and Plates | 0.3 | 15% | 0.35 | 0.075 | Leviton | 1G Phone Brn Mid-Way Plate | E
80512-W | Wiring Devices and Plates | 1.05 | 15% | 1.21 | 0.15 | Leviton | 4G Switch Wht Mid-Way Plate | E
80512-I | Wiring Devices and Plates | 1.05 | 15% | 1.21 | 0.15 | Leviton | 4G Switch Ivy Mid-Way Plate | E
80512 | Wiring Devices and Plates | 1.05 | 15% | 1.21 | 0.15 | Leviton | 4G Switch Brn Mid-Way Plate | E
80511-W | Wiring Devices and Plates | 0.78 | 15% | 0.9 | 0.125 | Leviton | 3G Switch Wht Mid-Way Plate | E
80511-I | Wiring Devices and Plates | 0.78 | 15% | 0.9 | 0.125 | Leviton | 3G Switch Ivy Mid-Way Plate | E
80511 | Wiring Devices and Plates | 0.78 | 15% | 0.9 | 0.125 | Leviton | 3G Switch Brn Mid-Way Plate | E
80509-W | Wiring Devices and Plates | 0.53 | 15% | 0.61 | 0.1 | Leviton | 2G Switch Wht Mid-Way Plate | E
80509-I | Wiring Devices and Plates | 0.53 | 15% | 0.61 | 0.1 | Leviton | 2G Switch Ivy Mid-Way Plate | E
80509 | Wiring Devices and Plates | 0.53 | 15% | 0.61 | 0.1 | Leviton | 2G Switch Brn Mid-Way Plate | E
80508-I | Wiring Devices and Plates | 0.95 | 15% | 1.09 | 0.0875 | Leviton | 2G Dup&Blank Ivy Mid-Way Plate | E
80508 | Wiring Devices and Plates | 0.95 | 15% | 1.09 | 0.0875 | Leviton | 2G Dup&Blank Brn Mid-Way Plate | E
80506-W | Wiring Devices and Plates | 0.95 | 15% | 1.09 | 0.1 | Leviton | 2G Sw&Blank Wht Mid-Way Plate | E
80506-I | Wiring Devices and Plates | 0.95 | 15% | 1.09 | 0.1 | Leviton | 2G Sw&Blank Ivy Mid-Way Plate | E
80506 | Wiring Devices and Plates | 0.95 | 15% | 1.09 | 0.1 | Leviton | 2G Sw&Blank Brn Mid-Way Plate | E
80505-W | Wiring Devices and Plates | 0.89 | 15% | 1.02 | 0.0875 | Leviton | 2G Sw&Dup Wht Mid-Way Plate | E
80505-I | Wiring Devices and Plates | 0.89 | 15% | 1.02 | 0.0875 | Leviton | 2G Sw&Dup Ivy Mid-Way Plate | E
80505 | Wiring Devices and Plates | 0.89 | 15% | 1.02 | 0.0875 | Leviton | 2G Sw&Dup Brn Mid-Way Plate | E
80503-W | Wiring Devices and Plates | 0.27 | 15% | 0.31 | 0.0625 | Leviton | 1G Dup Recp Wht Mid-Way Plate | E
80503-I | Wiring Devices and Plates | 0.27 | 15% | 0.31 | 0.0625 | Leviton | 1G Dup Recp Ivy Mid-Way Plate | E
80503 | Wiring Devices and Plates | 0.27 | 15% | 0.31 | 0.0625 | Leviton | 1G Dup Recp Brn Mid-Way Plate | E
80501-W | Wiring Devices and Plates | 0.27 | 15% | 0.31 | 0.075 | Leviton | 1G Switch Wht Mid-Way Plate | E
80501-I | Wiring Devices and Plates | 0.27 | 15% | 0.31 | 0.075 | Leviton | 1G Switch Ivy Mid-Way Plate | E
80501 | Wiring Devices and Plates | 0.27 | 15% | 0.31 | 0.075 | Leviton | 1G Switch Brn Mid-Way Plate | E
80479-W | Wiring Devices and Plates | 1.57 | 15% | 1.81 | 0.1 | Leviton | 2G GFI&406 Smooth Pls Wht Plate | E
80479-I | Wiring Devices and Plates | 1.57 | 15% | 1.81 | 0.1 | Leviton | 2G GFI&406 Smooth Pls Ivy Plate | E
80479 | Wiring Devices and Plates | 0.96 | 15% | 1.1 | 0.1 | Leviton | 2G GFI&406 Smooth Pls Brn Plate | E
80455-W | Wiring Devices and Plates | 0.58 | 15% | 0.67 | 0.0875 | Leviton | 2G Dup&GFI Smooth Pls Wht Plate | E
80455-I | Wiring Devices and Plates | 0.58 | 15% | 0.67 | 0.0875 | Leviton | 2G Dup&GFI Smooth Pls Ivy Plate | E
80455 | Wiring Devices and Plates | 0.64 | 15% | 0.74 | 0.0875 | Leviton | 2G Dup&GFI Smooth Pls Brn Plate | E
80436-W | Wiring Devices and Plates | 2.7 | 15% | 3.11 | 0.2 | Leviton | 6G White DECORA Plate | E
80436-I | Wiring Devices and Plates | 2.7 | 15% | 3.11 | 0.2 | Leviton | 6G Ivory DECORA Plate | E
80436-GY | Wiring Devices and Plates | 2.7 | 15% | 3.11 | 0.2 | Leviton | 6G Gray DECORA Plate | E
80436-E | Wiring Devices and Plates | 2.7 | 15% | 3.11 | 0.2 | Leviton | 6G Black DECORA Plate | E
80436-A | Wiring Devices and Plates | 1.97 | 15% | 2.27 | 0.2 | Leviton | 6G Almond DECORA Plate | E
80436 | Wiring Devices and Plates | 2.7 | 15% | 3.11 | 0.2 | Leviton | 6G Brown DECORA Plate | E
80423-W | Wiring Devices and Plates | 2.16 | 15% | 2.48 | 0.175 | Leviton | 5G White DECORA Plate | E
80423-I | Wiring Devices and Plates | 2.16 | 15% | 2.48 | 0.175 | Leviton | 5G Ivory DECORA Plate | E
80423-GY | Wiring Devices and Plates | 2.16 | 15% | 2.48 | 0.175 | Leviton | 5G Gray DECORA Plate | E
80423-E | Wiring Devices and Plates | 2.16 | 15% | 2.48 | 0.175 | Leviton | 5G Black DECORA Plate | E
80423-A | Wiring Devices and Plates | 1.65 | 15% | 1.9 | 0.175 | Leviton | 5G Almond DECORA Plate | E
80423 | Wiring Devices and Plates | 2.16 | 15% | 2.48 | 0.175 | Leviton | 5G Brown DECORA Plate | E
80421-W | Wiring Devices and Plates | 1.1 | 15% | 1.27 | 0.125 | Leviton | 3G 2 Sw&GFI Smooth Pls Wht Plate | E
80421-I | Wiring Devices and Plates | 1.1 | 15% | 1.27 | 0.125 | Leviton | 3G 2 Sw&GFI Smooth Pls Ivy Plate | E
80421-GY | Wiring Devices and Plates | 1.1 | 15% | 1.27 | 0.125 | Leviton | 3G 2 Sw&GFI Smooth Pls Gry Plate | E
80421 | Wiring Devices and Plates | 1.35 | 15% | 1.55 | 0.125 | Leviton | 3G 2 Sw&GFI Smooth Pls Brn Plate | E
80412-W | Wiring Devices and Plates | 0.92 | 15% | 1.06 | 0.15 | Leviton | 4G White DECORA Plate | E
80412-NW | Wiring Devices and Plates | 1.32 | 15% | 1.52 | 0.15 | Leviton | 4G Switch White DECORA Plate | E
80412-NI | Wiring Devices and Plates | 1.32 | 15% | 1.52 | 0.15 | Leviton | 4G Switch Ivory DECORA Plate | E
80412-N | Wiring Devices and Plates | 1.32 | 15% | 1.52 | 0.15 | Leviton | 4G Switch Brown DECORA Plate | E
80412-I | Wiring Devices and Plates | 0.92 | 15% | 1.06 | 0.15 | Leviton | 4G Ivory DECORA Plate | E
80412-GY | Wiring Devices and Plates | 0.92 | 15% | 1.06 | 0.15 | Leviton | 4G Gray DECORA Plate | E
80412-E | Wiring Devices and Plates | 0.92 | 15% | 1.06 | 0.15 | Leviton | 4G Black DECORA Plate | E
80412 | Wiring Devices and Plates | 0.92 | 15% | 1.06 | 0.15 | Leviton | 4G Brown DECORA Plate | E
80411-W | Wiring Devices and Plates | 0.78 | 15% | 0.9 | 0.125 | Leviton | 3G White DECORA Plate | E
80411-NW | Wiring Devices and Plates | 1 | 15% | 1.15 | 0.125 | Leviton | 3G Switch White DECORA Plate | E
80411-NI | Wiring Devices and Plates | 1 | 15% | 1.15 | 0.125 | Leviton | 3G Switch Ivory DECORA Plate | E
80411-NGY | Wiring Devices and Plates | 1 | 15% | 1.15 | 0.125 | Leviton | 3G Switch Gray DECORA Plate | E
80411-N | Wiring Devices and Plates | 1 | 15% | 1.15 | 0.125 | Leviton | 3G Switch Brown DECORA Plate | E
80411-I | Wiring Devices and Plates | 0.78 | 15% | 0.9 | 0.125 | Leviton | 3G Ivory DECORA Plate | E
80411-GY | Wiring Devices and Plates | 0.78 | 15% | 0.9 | 0.125 | Leviton | 3G Gray DECORA Plate | E
80411-E | Wiring Devices and Plates | 0.78 | 15% | 0.9 | 0.125 | Leviton | 3G Black DECORA Plate | E
80411 | Wiring Devices and Plates | 0.78 | 15% | 0.9 | 0.125 | Leviton | 3G Brown DECORA Plate | E
80409-W | Wiring Devices and Plates | 0.59 | 15% | 0.68 | 0.1 | Leviton | 2G White DECORA Plate | E
80409-NW | Wiring Devices and Plates | 0.68 | 15% | 0.78 | 0.1 | Leviton | 2G Switch White DECORA Plate | E
80409-NR | Wiring Devices and Plates | 0.68 | 15% | 0.78 | 0.1 | Leviton | 2G Switch Red DECORA Plate | E
80409-NI | Wiring Devices and Plates | 0.68 | 15% | 0.78 | 0.1 | Leviton | 2G Switch Ivory DECORA Plate | E
80409-NGY | Wiring Devices and Plates | 0.68 | 15% | 0.78 | 0.1 | Leviton | 2G Switch Gray DECORA Plate | E
80409-N | Wiring Devices and Plates | 0.68 | 15% | 0.78 | 0.1 | Leviton | 2G Switch Brown DECORA Plate | E
80409-I | Wiring Devices and Plates | 0.59 | 15% | 0.68 | 0.1 | Leviton | 2G Ivory DECORA Plate | E
80409-GY | Wiring Devices and Plates | 0.59 | 15% | 0.68 | 0.1 | Leviton | 2G Gray DECORA Plate | E
80409-E | Wiring Devices and Plates | 0.59 | 15% | 0.68 | 0.1 | Leviton | 2G Black DECORA Plate | E
80409 | Wiring Devices and Plates | 0.59 | 15% | 0.68 | 0.1 | Leviton | 2G Brown DECORA Plate | E
80408-W | Wiring Devices and Plates | 14.4 | 15% | 16.56 | 0.25 | Leviton | 8G White DECORA Plate | E
80408-I | Wiring Devices and Plates | 14.4 | 15% | 16.56 | 0.25 | Leviton | 8G Ivory DECORA Plate | E
80407-W | Wiring Devices and Plates | 12.64 | 15% | 14.54 | 0.225 | Leviton | 7G White DECORA Plate | E
80407-I | Wiring Devices and Plates | 12.64 | 15% | 14.54 | 0.225 | Leviton | 7G Ivory DECORA Plate | E
80405-W | Wiring Devices and Plates | 0.64 | 15% | 0.74 | 0.1 | Leviton | 2G Sw&GFI Smooth Pls Wht Plate | E
80405-I | Wiring Devices and Plates | 0.64 | 15% | 0.74 | 0.1 | Leviton | 2G Sw&GFI Smooth Pls Ivy Plate | E
80405-GY | Wiring Devices and Plates | 0.64 | 15% | 0.74 | 0.1 | Leviton | 2G Sw&GFI Recp Smooth Pls Gry Plate | E
80405 | Wiring Devices and Plates | 0.64 | 15% | 0.74 | 0.1 | Leviton | 2G Sw&GFI Smooth Pls Brn Plate | E
80401-W | Wiring Devices and Plates | 0.24 | 15% | 0.28 | 0.075 | Leviton | 1G White DECORA Plate | E
80401-NW | Wiring Devices and Plates | 0.37 | 15% | 0.43 | 0.075 | Leviton | 1G Switch White DECORA Plate | E
80401-NR | Wiring Devices and Plates | 0.37 | 15% | 0.43 | 0.75 | Leviton | 1G Switch Red DECORA Plate | E
80401-NI | Wiring Devices and Plates | 0.37 | 15% | 0.43 | 0.075 | Leviton | 1G Switch Ivory DECORA Plate | E
80401-NGY | Wiring Devices and Plates | 0.37 | 15% | 0.43 | 0.075 | Leviton | 1G Switch Gray DECORA Plate | E
80401-N | Wiring Devices and Plates | 0.37 | 15% | 0.43 | 0.075 | Leviton | 1G Switch Brown DECORA Plate | E
80401-IG | Wiring Devices and Plates | 1.97 | 15% | 2.27 | 0.075 | Leviton | 1G Decora Orange IG Nylon Plate | E
80401-I | Wiring Devices and Plates | 0.24 | 15% | 0.28 | 0.075 | Leviton | 1G Ivory DECORA Plate | E
80401-GY | Wiring Devices and Plates | 0.24 | 15% | 0.28 | 0.075 | Leviton | 1G Gray DECORA Plate | E
80401-E | Wiring Devices and Plates | 0.24 | 15% | 0.28 | 0.075 | Leviton | 1G Black DECORA Plate | E
80401 | Wiring Devices and Plates | 0.24 | 15% | 0.28 | 0.075 | Leviton | 1G Brown DECORA Plate | E
80312-SW | Wiring Devices and Plates | 8.96 | 15% | 10.3 | 0.025 | Leviton | 4G White DECORA Snap-0n Plate | E
80312-SI | Wiring Devices and Plates | 8.96 | 15% | 10.3 | 0.025 | Leviton | 4G Ivory DECORA Snap-0n Plate | E
80312-SE | Wiring Devices and Plates | 8.96 | 15% | 10.3 | 0.025 | Leviton | 4G Black DECORA Snap-0n Plate | E
80312-SA | Wiring Devices and Plates | 8.96 | 15% | 10.3 | 0.025 | Leviton | 4G Almond DECORA Snap-0n Plate | E
80312-GY | Wiring Devices and Plates | 8.96 | 15% | 10.3 | 0.025 | Leviton | 4G Gray DECORA Snap-0n Plate | E
80312 | Wiring Devices and Plates | 6.31 | 15% | 7.26 | 0.025 | Leviton | 4G Mahogany DECORA Snap-0n Plate | E
80311-SW | Wiring Devices and Plates | 6.71 | 15% | 7.72 | 0.025 | Leviton | 3G White DECORA Snap-0n Plate | E
80311-SI | Wiring Devices and Plates | 6.71 | 15% | 7.72 | 0.025 | Leviton | 3G Ivory DECORA Snap-0n Plate | E
80311-SE | Wiring Devices and Plates | 6.74 | 15% | 7.75 | 0.025 | Leviton | 3G Black DECORA Snap-0n Plate | E
80311-SA | Wiring Devices and Plates | 6.71 | 15% | 7.72 | 0.025 | Leviton | 3G Almond DECORA Snap-0n Plate | E
80311-GY | Wiring Devices and Plates | 6.74 | 15% | 7.75 | 0.025 | Leviton | 3G Gray DECORA Snap-0n Plate | E
80311 | Wiring Devices and Plates | 5.31 | 15% | 6.11 | 0.025 | Leviton | 3G Mahogany DECORA Snap-0n Plate | E
80309-SW | Wiring Devices and Plates | 4.47 | 15% | 5.14 | 0.0125 | Leviton | 2G White DECORA Snap-0n Plate | E
80309-SI | Wiring Devices and Plates | 4.47 | 15% | 5.14 | 0.0125 | Leviton | 2G Ivory DECORA Snap-0n Plate | E
80309-SGY | Wiring Devices and Plates | 4.47 | 15% | 5.14 | 0.0125 | Leviton | 2G Gray DECORA Snap-0n Plate | E
80309-SE | Wiring Devices and Plates | 4.47 | 15% | 5.14 | 0.0125 | Leviton | 2G Black DECORA Snap-0n Plate | E
80309-SA | Wiring Devices and Plates | 4.47 | 15% | 5.14 | 0.0125 | Leviton | 2G Almond DECORA Snap-0n Plate | E
80309-S | Wiring Devices and Plates | 3.16 | 15% | 3.63 | 0.0125 | Leviton | 2G Mahogany DECORA Snap-0n Plate | E
80301-SW | Wiring Devices and Plates | 2.24 | 15% | 2.58 | 0.0125 | Leviton | 1G White DECORA Snap-0n Plate | E
80301-SO | Wiring Devices and Plates | 5.09 | 15% | 5.85 | 0.0125 | Leviton | 1G Mahogany DECORA Snap-0n Plate | E
80301-SI | Wiring Devices and Plates | 2.24 | 15% | 2.58 | 0.0125 | Leviton | 1G Ivory DECORA Snap-0n Plate | E
80301-SGY | Wiring Devices and Plates | 2.24 | 15% | 2.58 | 0.0125 | Leviton | 1G Gray DECORA Snap-0n Plate | E
80301-SE | Wiring Devices and Plates | 2.24 | 15% | 2.58 | 0.0125 | Leviton | 1G Black DECORA Snap-0n Plate | E
80301-SA | Wiring Devices and Plates | 2.24 | 15% | 2.58 | 0.0125 | Leviton | 1G Almond DECORA Snap-0n Plate | E
78500704586 | Wiring Devices and Plates | 4.5 | 15% | 5.18 | 0.25 | Pass & Seymour | SP Ivy 600W Rotary Dimmer | E
7777 | Wiring Devices and Plates | 25.53 | 15% | 29.36 | 0.125 | Arrow Hart | WP 50A-4w Recpt FS Cover | E
773-WG | Wiring Devices and Plates | 2.42 | 15% | 2.78 | 0.25 | Pass & Seymour | 3W White 15A Stnd Sierra Sw w/Grnd | E
773-IG | Wiring Devices and Plates | 2.42 | 15% | 2.78 | 0.25 | Pass & Seymour | 3W Ivory 15A Stnd Sierra Sw w/Grnd | E
770-WG | Wiring Devices and Plates | 1.67 | 15% | 1.92 | 0.1875 | Pass & Seymour | SP White 15A Stnd Sierra Sw w/Grnd | E
770-IG | Wiring Devices and Plates | 1.67 | 15% | 1.92 | 0.1875 | Pass & Seymour | SP Ivory 15A Stnd Sierra Sw w/Grnd | E
7624 | Wiring Devices and Plates | 8.44 | 15% | 9.71 | 0.5 | Pass & Seymour | 20A 277V Armored Plug | E
7621 | Wiring Devices and Plates | 6.67 | 15% | 7.67 | 0.25 | Pass & Seymour | Duplex Brn 20A 277V S/Grnd Recpt | E
7582 | Wiring Devices and Plates | 10 | 15% | 11.5 | 0.25 | Pass & Seymour | Single 15A-3p3w 125V TwLk Recp | E
7580-G | Wiring Devices and Plates | 13.9 | 15% | 15.99 | 0.25 | Pass & Seymour | Grounded 15A-3p3w 125V TwLk Recp | E
7580 | Wiring Devices and Plates | 16.2 | 15% | 18.63 | 0.25 | Pass & Seymour | Duplex 15A-3p3w 125V TwLk Recp | E
7557-SS | Wiring Devices and Plates | 11.04 | 15% | 12.7 | 0.25 | Pass & Seymour | 15A-3p3w 125V TwLk Flanged Outlet | E
7556-SS | Wiring Devices and Plates | 8.46 | 15% | 9.73 | 0.25 | Pass & Seymour | 15A-3p3w 125V TwLk Flanged Inlet | E
7555-SS | Wiring Devices and Plates | 10 | 15% | 11.5 | 0.5 | Pass & Seymour | 15A-3p3w 125V TwLk Recp | E
7554-SS | Wiring Devices and Plates | 6.11 | 15% | 7.03 | 0.5 | Pass & Seymour | 15A-3p3w 125V TwLk Plug | E
7535 | Wiring Devices and Plates | 6.24 | 15% | 7.18 | 0.25 | Pass & Seymour | Single 15A-2p2w 125V TwLk Recp | E
7526 | Wiring Devices and Plates | 8.58 | 15% | 9.87 | 0.1875 | Arrow Hart | 15A-2p2w 125V TwLk Flanged Outlet | E
7517B | Wiring Devices and Plates | 22.06 | 15% | 25.37 | 0.3125 | Arrow Hart | 20A-3p3w 125/250V Box Cvr TwLk | E
7506 | Wiring Devices and Plates | 7.27 | 15% | 8.36 | 0.1875 | Pass & Seymour | 15A-2p2w 125V TwLk Connector | E
7420C | Wiring Devices and Plates | 15.87 | 15% | 18.25 | 0.125 | Arrow Hart | WP 50A-3w Recpt FS Cover | E
7420 | Wiring Devices and Plates | 14.34 | 15% | 16.49 | 0.125 | Arrow Hart | WP 20A 4w Recpt Plate | E
7302C | Wiring Devices and Plates | 40.66 | 15% | 46.76 | 0.5 | Hubbell | 60A 120/208V-3Ph 4p4w Angle Plug | E
7210B | Wiring Devices and Plates | 7.92 | 15% | 9.11 | 0.1875 | Arrow Hart | Single 15A-2p2w 250V TwLk Recp | E
7210 | Wiring Devices and Plates | 6.26 | 15% | 7.2 | 0.1875 | Pass & Seymour | Single 20A-2p2w 125V TwLk Recp | E
7102N | Wiring Devices and Plates | 6.87 | 15% | 7.9 | 0.375 | Arrow Hart | 15A-2p2w 250V TwLk Plug | E
7101N | Wiring Devices and Plates | 8.51 | 15% | 9.79 | 0.375 | Arrow Hart | 15A-2p2w 250V TwLk Connector | E
7101 | Wiring Devices and Plates | 5 | 15% | 5.75 | 0.1875 | Pass & Seymour | 20A-2p2w 125V TwLk Connector | E
7088 | Wiring Devices and Plates | 16.91 | 15% | 19.45 | 0.5 | Pass & Seymour | 20A 125/250V Armored Connector | E
695-W | Wiring Devices and Plates | 9.72 | 15% | 11.18 | 0.3125 | Pass & Seymour | White 15A 120V Combo 3W Sw & Pilot | E
695-I | Wiring Devices and Plates | 8.84 | 15% | 10.17 | 0.3125 | Pass & Seymour | Ivory 15A 120V Combo 3W Sw & Pilot | E
691-W | Wiring Devices and Plates | 8.78 | 15% | 10.1 | 0.25 | Pass & Seymour | White 15A 120V Combo SP Sw & Recpt | E
690-W | Wiring Devices and Plates | 5.33 | 15% | 6.13 | 0.375 | Pass & Seymour | White 15A 120V Combo SP Sw & SP Sw | E
688-I | Wiring Devices and Plates | 4.99 | 15% | 5.74 | 0.25 | Leviton | Ivory 15A Clock Hanger Recpt | E
6865HGC | Wiring Devices and Plates | 12.73 | 15% | 14.64 | 0.5 | Arrow Hart | 20A 250V Clear Angle Hospital Plug | E
6865HG | Wiring Devices and Plates | 11.89 | 15% | 13.67 | 0.5 | Arrow Hart | 20A 250V Gray Angle Hospital Plug | E
671-W | Wiring Devices and Plates | 10.47 | 15% | 12.04 | 0.375 | Pass & Seymour | White 20A 120V Combo SP Sw & Recpt | E
66EV-10W | Wiring Devices and Plates | 30.71 | 15% | 35.32 | 0.25 | Leviton | SP White LV Preset Slide Dimmer | E
66EV-10T | Wiring Devices and Plates | 30.71 | 15% | 35.32 | 0.25 | Leviton | SP Lt Alm LV Preset Slide Dimmer | E
66EV-10I | Wiring Devices and Plates | 30.71 | 15% | 35.32 | 0.25 | Leviton | SP Ivory LV Preset Slide Dimmer | E
6674-P0W | Wiring Devices and Plates | 17.49 | 15% | 20.11 | 0.25 | Leviton | SP White 600W Preset Slide Dimmer | E
6674-P0T | Wiring Devices and Plates | 17.49 | 15% | 20.11 | 0.25 | Leviton | SP Lt Alm 600W Preset Slide Dimmer | E
6674-P0I | Wiring Devices and Plates | 17.49 | 15% | 20.11 | 0.25 | Leviton | SP Ivory 600W Preset Slide Dimmer | E
6672-1LW | Wiring Devices and Plates | 8.79 | 15% | 10.11 | 0.25 | Leviton | SP White 600W Full On Slide Dimmer | E
6672-1LT | Wiring Devices and Plates | 8.79 | 15% | 10.11 | 0.25 | Leviton | SP Lt Alm 600W Full On Slide Dimmer | E
6672-1LI | Wiring Devices and Plates | 8.79 | 15% | 10.11 | 0.25 | Leviton | SP Ivory 600W Full On Slide Dimmer | E
6665HGC | Wiring Devices and Plates | 15.09 | 15% | 17.35 | 0.5 | Arrow Hart | 15A 250V Clear Angle Hospital Plug | E
6665HG | Wiring Devices and Plates | 9.17 | 15% | 10.55 | 0.5 | Arrow Hart | 15A 250V Gray Angle Hospital Plug | E
6661-P1G | Wiring Devices and Plates | 18.09 | 15% | 20.8 | 0.25 | Leviton | Sp Gry 120V 12 Lamp Fluor Slide Dim | E
6651-WI | Wiring Devices and Plates | 13.1 | 15% | 15.07 | 0.25 | Leviton | SP White 500W Programmed Decora Sw | E
6639-10Z | Wiring Devices and Plates | 11.51 | 15% | 13.24 | 0.25 | Leviton | Ivory Rotary Fan Control | E
6637-PW | Wiring Devices and Plates | 35.88 | 15% | 41.26 | 0.25 | Leviton | 3W Lt Alm Variable Speed Fan Cntrl | E
6633-PLW | Wiring Devices and Plates | 7.92 | 15% | 9.11 | 0.3125 | Leviton | 3W Wht 600W Preset Ilum Slide Dimmr | E
6633-PLI | Wiring Devices and Plates | 7.91 | 15% | 9.1 | 0.3125 | Leviton | 3W Ivy 600W Preset Ilum Slide Dimmr | E
6623-PW | Wiring Devices and Plates | 8.56 | 15% | 9.84 | 0.3125 | Leviton | 3W White 600W Preset Slide Dimmer | E
6623-PGY | Wiring Devices and Plates | 6.93 | 15% | 7.97 | 0.3125 | Leviton | 3W Gray 600W Preset Slide Dimmer | E
6623-PE | Wiring Devices and Plates | 7.49 | 15% | 8.61 | 0.3125 | Leviton | 3W Black 600W Preset Slide Dimmer | E
661F-10W | Wiring Devices and Plates | 17.32 | 15% | 19.92 | 0.25 | Leviton | SP White Preset Slide Fan Control | E
661F-10T | Wiring Devices and Plates | 17.32 | 15% | 19.92 | 0.25 | Leviton | SP Lt Alm Preset Slide Fan Control | E
661F-10I | Wiring Devices and Plates | 17.32 | 15% | 19.92 | 0.25 | Leviton | SP Ivory Preset Slide Fan Control | E
6616-1XW | Wiring Devices and Plates | 16.98 | 15% | 19.53 | 0.25 | Leviton | White Full On Rotary Fan Control | E
6616-1XI | Wiring Devices and Plates | 16.98 | 15% | 19.53 | 0.25 | Leviton | Ivory Full On Rotary Fan Control | E
6614-W | Wiring Devices and Plates | 18.72 | 15% | 21.53 | 0.375 | Leviton | 4W Wht/Slv 600W Decora Touch Dimmer | E
6614-I | Wiring Devices and Plates | 18.72 | 15% | 21.53 | 0.375 | Leviton | 4W Ivy/Gld 600W Decora Touch Dimmer | E
6614-AW | Wiring Devices and Plates | 18.72 | 15% | 21.53 | 0.375 | Leviton | 4W Wht/Wht 600W Decora Touch Dimmer | E
6614-AI | Wiring Devices and Plates | 18.72 | 15% | 21.53 | 0.375 | Leviton | 4W Ivy/Ivy 600W Decora Touch Dimmer | E
6614-AGY | Wiring Devices and Plates | 17.31 | 15% | 19.91 | 0.375 | Leviton | 4W Gry/Gry 600W Decora Touch Dimmer | E
6614 | Wiring Devices and Plates | 18.72 | 15% | 21.53 | 0.375 | Leviton | 4W Brn/Gld 600W Decora Touch Dimmer | E
6607-AE | Wiring Devices and Plates | 12.13 | 15% | 13.95 | 0.3125 | Leviton | 3W Blk/Blk 600W Decora Touch Dimmer | E
6606-AE | Wiring Devices and Plates | 6.46 | 15% | 7.43 | 0.25 | Leviton | SP Blk/Blk 600W Decora Touch Dimmer | E
6581 | Wiring Devices and Plates | 24.31 | 15% | 27.96 | 0.375 | Arrow Hart | Dup 15A-2p3w 250V Box Cvr TwLk | E
6561 | Wiring Devices and Plates | 17.02 | 15% | 19.57 | 0.375 | Arrow Hart | Sgl 15A-2p3w 250V Box Cvr TwLk Recp | E
6374-CR | Wiring Devices and Plates | 101.68 | 15% | 116.93 | 0.375 | Leviton | Corrsn 50A-3p4w 125/250V TwLk Inlet | E
6372-CR | Wiring Devices and Plates | 43.12 | 15% | 49.59 | 0.25 | Leviton | Corrosion 50A-2p3w 125V TwLk Inlet | E
6370-CR | Wiring Devices and Plates | 64.24 | 15% | 73.88 | 0.25 | Leviton | Corrosion 50A-2p3w 125V TwLk Recp | E
6369-CR | Wiring Devices and Plates | 65.93 | 15% | 75.82 | 0.375 | Leviton | Corrsn 50A-3p4w 125/250V TwLk Recp | E
6365-CR | Wiring Devices and Plates | 51.27 | 15% | 58.96 | 0.5 | Leviton | Corrsn 50A-3p4w 125/250V TwLk Plug | E
6364-CR | Wiring Devices and Plates | 58.2 | 15% | 66.93 | 0.5 | Leviton | Corrsn 50A-3p4w 125/250V TwLk Conn | E
6362-WSP | Wiring Devices and Plates | 23.8 | 15% | 27.37 | 0.25 | Pass & Seymour | Duplex Wht 20A Spec Surge Recpt | E
6362-ISP | Wiring Devices and Plates | 23.8 | 15% | 27.37 | 0.25 | Pass & Seymour | Duplex Ivy 20A Spec Surge Recpt | E
6362-GRYSP | Wiring Devices and Plates | 23.8 | 15% | 27.37 | 0.25 | Pass & Seymour | Duplex Gry 20A Spec Surge Recpt | E
6361-CR | Wiring Devices and Plates | 50.6 | 15% | 58.19 | 0.5 | Leviton | Corrosion 50A-2p3w 125V TwLk Plug | E
6360-CR | Wiring Devices and Plates | 5.44 | 15% | 6.26 | 0.5 | Leviton | Corrosion 50A-2p3w 125V TwLk Conn | E
6307 | Wiring Devices and Plates | 18.13 | 15% | 20.85 | 0.25 | Pass & Seymour | Duplex Gry 20A 125V Moisture Recp | E
6262-ISP | Wiring Devices and Plates | 21.88 | 15% | 25.16 | 0.25 | Pass & Seymour | Duplex Ivy 15A Spec Surge Recpt | E
6262-GRYSP | Wiring Devices and Plates | 21.88 | 15% | 25.16 | 0.25 | Pass & Seymour | Duplex Gry 15A Spec Surge Recpt | E
6207 | Wiring Devices and Plates | 15.62 | 15% | 17.96 | 0.25 | Pass & Seymour | Duplex Gry 15A 125V Moisture Recp | E
5982-UGY | Wiring Devices and Plates | 7.73 | 15% | 8.89 | 0.125 | Leviton | 2G Duplex IN USE Vert Gray Cover | E
5982-UCL | Wiring Devices and Plates | 7.73 | 15% | 8.89 | 0.125 | Leviton | 2G Duplex IN USE Vert Clear Cover | E
5981-UGY | Wiring Devices and Plates | 6.3 | 15% | 7.25 | 0.125 | Leviton | 1G Duplex IN USE Horz Gray Cover | E
5981-UCL | Wiring Devices and Plates | 6.3 | 15% | 7.25 | 0.125 | Leviton | 1G Duplex IN USE Horz Clear Cover | E
5980-UGY | Wiring Devices and Plates | 6.3 | 15% | 7.25 | 0.125 | Leviton | 1G Duplex IN USE Vert Gray Cover | E
5980-UCL | Wiring Devices and Plates | 6.3 | 15% | 7.25 | 0.125 | Leviton | 1G Duplex IN USE Vert Clear Cover | E
5890-I | Wiring Devices and Plates | 7.77 | 15% | 8.94 | 0.25 | Pass & Seymour | Ivy 15A 125/250V S/Grnd Spec Recpt | E
5890 | Wiring Devices and Plates | 7.77 | 15% | 8.94 | 0.25 | Pass & Seymour | Brn 15A 125/250V S/Grnd Spec Recpt | E
5871-W | Wiring Devices and Plates | 7.2 | 15% | 8.28 | 0.25 | Pass & Seymour | Single Wht 20A 250V Spec Recpt | E
5871-RED | Wiring Devices and Plates | 7.2 | 15% | 8.28 | 0.25 | Pass & Seymour | Single Red 20A 250V Spec Recpt | E
5871-GRY | Wiring Devices and Plates | 7.13 | 15% | 8.2 | 0.25 | Pass & Seymour | Single Gry 20A 250V Spec Recpt | E
5871-BK | Wiring Devices and Plates | 7.2 | 15% | 8.28 | 0.25 | Pass & Seymour | Single Blk 20A 250V Spec Recpt | E
5866-BK | Wiring Devices and Plates | 3.99 | 15% | 4.59 | 0.5 | Pass & Seymour | 20A 250V Dead Front Connector | E
5865 | Wiring Devices and Plates | 13.13 | 15% | 15.1 | 0.25 | Arrow Hart | Duplex Brn 20A 250V Box Cvr Recpt | E
5864-BK | Wiring Devices and Plates | 2.38 | 15% | 2.74 | 0.5 | Pass & Seymour | 20A 250V Dead Front Plug | E
5863 | Wiring Devices and Plates | 10.16 | 15% | 11.68 | 0.25 | Arrow Hart | Single Brn 20A 250V Box Cvr Recpt | E
5862-W | Wiring Devices and Plates | 9.82 | 15% | 11.29 | 0.25 | Pass & Seymour | Duplex Wht 20A 250V Spec Recpt | E
5862-RED | Wiring Devices and Plates | 9.82 | 15% | 11.29 | 0.25 | Pass & Seymour | Duplex Red 20A 250V Spec Recpt | E
5862-GRY | Wiring Devices and Plates | 9.82 | 15% | 11.29 | 0.25 | Pass & Seymour | Duplex Gry 20A 250V Spec Recpt | E
5862-BK | Wiring Devices and Plates | 9.82 | 15% | 11.29 | 0.25 | Pass & Seymour | Duplex Blk 20A 250V Spec Recpt | E
5858-I | Wiring Devices and Plates | 6.95 | 15% | 7.99 | 0.25 | Pass & Seymour | Single Ivy 20A 250V Stnd Recpt | E
5858 | Wiring Devices and Plates | 6.95 | 15% | 7.99 | 0.25 | Pass & Seymour | Single Brn 20A 250V Stnd Recpt | E
5851-W | Wiring Devices and Plates | 2.74 | 15% | 3.15 | 0.25 | Pass & Seymour | Sgl Wht 20A 250V Commercial Recpt | E
5851-I | Wiring Devices and Plates | 2.74 | 15% | 3.15 | 0.25 | Pass & Seymour | Sgl Ivy 20A 250V Commercial Recpt | E
5851 | Wiring Devices and Plates | 2.74 | 15% | 3.15 | 0.25 | Pass & Seymour | Sgl Brn 20A 250V Commercial Recpt | E
5844-I | Wiring Devices and Plates | 14.79 | 15% | 17.01 | 0.25 | Leviton | Duplex Ivy 20A 125/250V Spec Recpt | E
5844 | Wiring Devices and Plates | 14.79 | 15% | 17.01 | 0.25 | Leviton | Duplex Brn 20A 125/250V Spec Recpt | E
5842-I | Wiring Devices and Plates | 6.69 | 15% | 7.69 | 0.25 | Leviton | Duplex Ivy 20A 125/250V Stnd Recpt | E
5842 | Wiring Devices and Plates | 6.69 | 15% | 7.69 | 0.25 | Leviton | Duplex Brn 20A 125/250V Stnd Recpt | E
5824-I | Wiring Devices and Plates | 7.64 | 15% | 8.79 | 0.25 | Leviton | Duplex Ivy 20A 250V Spec Recpt | E
5824 | Wiring Devices and Plates | 7.64 | 15% | 8.79 | 0.25 | Leviton | Duplex Brn 20A 250V Spec Recpt | E
5823-I | Wiring Devices and Plates | 7.32 | 15% | 8.42 | 0.25 | Leviton | Single Ivy 20A 250V Spec Recpt | E
5823 | Wiring Devices and Plates | 7.32 | 15% | 8.42 | 0.25 | Leviton | Single Brn 20A 250V Spec Recpt | E
5822-I | Wiring Devices and Plates | 7.64 | 15% | 8.79 | 0.25 | Leviton | Duplex Ivy 20A 250V Stnd Recpt | E
5822 | Wiring Devices and Plates | 7.64 | 15% | 8.79 | 0.25 | Leviton | Duplex Brn 20A 250V Stnd Recpt | E
5821-W | Wiring Devices and Plates | 2.32 | 15% | 2.67 | 0.25 | Leviton | Single Wht 20A 250V Stnd Recpt | E
5821 | Wiring Devices and Plates | 2.32 | 15% | 2.67 | 0.25 | Leviton | Single Brn 20A 250V Stnd Recpt | E
5803 | Wiring Devices and Plates | 3.35 | 15% | 3.85 | 0.3125 | Leviton | Sgl 20A 125V Stnd Box Cover Recpt | E
5801-W | Wiring Devices and Plates | 1.81 | 15% | 2.08 | 0.25 | Leviton | Single Wht 20A 125V Stnd Recpt | E
5801-I | Wiring Devices and Plates | 1.81 | 15% | 2.08 | 0.25 | Leviton | Single Ivy 20A 125V Stnd Recpt | E
5801 | Wiring Devices and Plates | 1.81 | 15% | 2.08 | 0.25 | Leviton | Single Brn 20A 125V Stnd Recpt | E
5787 | Wiring Devices and Plates | 9.3 | 15% | 10.7 | 0.5 | Arrow Hart | Metal 20A 125V Flanged Outlet | E
5778 | Wiring Devices and Plates | 10.08 | 15% | 11.59 | 0.5 | Arrow Hart | Metal 20A 125V Flanged Inlet | E
5765-BK | Wiring Devices and Plates | 3.29 | 15% | 3.78 | 0.5 | Pass & Seymour | 20A 125V Dead Front Plug | E
5764 | Wiring Devices and Plates | 6 | 15% | 6.9 | 0.25 | Arrow Hart | Duplex Brn 20A Stnd Box Cvr Recpt | E
5762 | Wiring Devices and Plates | 13.29 | 15% | 15.28 | 0.25 | Pass & Seymour | Duplex Brn 15A 277V S/Grnd Recpt | E
5752AN | Wiring Devices and Plates | 36.49 | 15% | 41.96 | 0.5 | Arrow Hart | 50A 125/250V 3p4w Angle Plug | E
5742 | Wiring Devices and Plates | 8.62 | 15% | 9.91 | 0.25 | Arrow Hart | Duplex Brn 20A Spec Box Cvr Recpt | E
5705N | Wiring Devices and Plates | 30.29 | 15% | 34.83 | 0.5 | Arrow Hart | 50A 277V 2p3w Plug | E
5703N | Wiring Devices and Plates | 30.29 | 15% | 34.83 | 0.5 | Arrow Hart | 30A 277V 2p3w Plug | E
56986-CGRY | Wiring Devices and Plates | 14.92 | 15% | 17.16 | 0.25 | Pass & Seymour | Charcl 600W Impressions Dimmer | E
56972-W | Wiring Devices and Plates | 103.36 | 15% | 118.86 | 0.25 | Pass & Seymour | White 277V Impression Fluor Dimmer | E
56972-LA | Wiring Devices and Plates | 103.93 | 15% | 119.52 | 0.25 | Pass & Seymour | Lt Alm 277V Impression Fluor Dimmer | E
56972-DA | Wiring Devices and Plates | 103.93 | 15% | 119.52 | 0.25 | Pass & Seymour | Dk Alm 277V Impression Fluor Dimmer | E
56972-CGRY | Wiring Devices and Plates | 103.93 | 15% | 119.52 | 0.25 | Pass & Seymour | Charcl 277V Impression Fluor Dimmer | E
5694-2W | Wiring Devices and Plates | 14.34 | 15% | 16.49 | 0.3125 | Leviton | 4W White 15A Spec Decora Switch | E
5694-2I | Wiring Devices and Plates | 14.34 | 15% | 16.49 | 0.3125 | Leviton | 4W Ivory 15A Spec Decora Switch | E
5694-2GY | Wiring Devices and Plates | 18.39 | 15% | 21.15 | 0.3125 | Leviton | 4W Gray 15A Spec Decora Switch | E
5694-2E | Wiring Devices and Plates | 18.39 | 15% | 21.15 | 0.3125 | Leviton | 4W Black 15A Spec Decora Switch | E
5694-2A | Wiring Devices and Plates | 14.34 | 15% | 16.49 | 0.3125 | Leviton | 4W Almond 15A Spec Decora Switch | E
5694-2 | Wiring Devices and Plates | 14.34 | 15% | 16.49 | 0.3125 | Leviton | 4W Mhgny 15A Spec Decora Switch | E
5693-2W | Wiring Devices and Plates | 4 | 15% | 4.6 | 0.25 | Leviton | 3W White 15A Spec Decora Switch | E
5693-2I | Wiring Devices and Plates | 4 | 15% | 4.6 | 0.25 | Leviton | 3W Ivory 15A Spec Decora Switch | E
5693-2GY | Wiring Devices and Plates | 4 | 15% | 4.6 | 0.25 | Leviton | 3W Gray 15A Spec Decora Switch | E
5693-2E | Wiring Devices and Plates | 4 | 15% | 4.6 | 0.25 | Leviton | 3W Black 15A Spec Decora Switch | E
5693-2A | Wiring Devices and Plates | 5.47 | 15% | 6.29 | 0.25 | Leviton | 3W Almond 15A Spec Decora Switch | E
5693-2 | Wiring Devices and Plates | 4 | 15% | 4.6 | 0.25 | Leviton | 3W Mhgny 15A Spec Decora Switch | E
5692-2W | Wiring Devices and Plates | 11.76 | 15% | 13.52 | 0.3125 | Leviton | DP White 15A Spec Decora Switch | E
5692-2I | Wiring Devices and Plates | 8.32 | 15% | 9.57 | 0.3125 | Leviton | DP Ivory 15A Spec Decora Switch | E
5692-2GY | Wiring Devices and Plates | 11.76 | 15% | 13.52 | 0.3125 | Leviton | DP Gray 15A Spec Decora Switch | E
5692-2E | Wiring Devices and Plates | 85 | 15% | 97.75 | 0.3125 | Leviton | DP Black 15A Spec Decora Switch | E
5692-2A | Wiring Devices and Plates | 11.76 | 15% | 13.52 | 0.3125 | Leviton | DP Almond 15A Spec Decora Switch | E
5692-2 | Wiring Devices and Plates | 11.76 | 15% | 13.52 | 0.3125 | Leviton | DP Mhgny 15A Spec Decora Switch | E
56920-W | Wiring Devices and Plates | 117.98 | 15% | 135.68 | 0.25 | Pass & Seymour | SP White 2000W Impressions Dimmer | E
56920-LA | Wiring Devices and Plates | 117.98 | 15% | 135.68 | 0.25 | Pass & Seymour | SP Lt Alm 2000W Impressions Dimmer | E
56920-GRY | Wiring Devices and Plates | 117.98 | 15% | 135.68 | 0.25 | Pass & Seymour | SP Gray 2000W Impressions Dimmer | E
56920-DA | Wiring Devices and Plates | 117.98 | 15% | 135.68 | 0.25 | Pass & Seymour | SP Dk Alm 2000W Impressions Dimmer | E
56920-CGRY | Wiring Devices and Plates | 117.98 | 15% | 135.68 | 0.25 | Pass & Seymour | SP Charcl 2000W Impressions Dimmer | E
56915-W | Wiring Devices and Plates | 96.75 | 15% | 111.26 | 0.25 | Pass & Seymour | SP White 1500W Impressions Dimmer | E
56915-GRY | Wiring Devices and Plates | 96.75 | 15% | 111.26 | 0.25 | Pass & Seymour | SP Gray 1500W Impressions Dimmer | E
56915-DA | Wiring Devices and Plates | 96.75 | 15% | 111.26 | 0.25 | Pass & Seymour | SP Dk Alm 1500W Impressions Dimmer | E
56915-CGRY | Wiring Devices and Plates | 96.75 | 15% | 111.26 | 0.25 | Pass & Seymour | SP Charcl 1500W Impressions Dimmer | E
5691-2W | Wiring Devices and Plates | 3.02 | 15% | 3.47 | 0.1875 | Leviton | SP White 15A Spec Decora Switch | E
56912-W | Wiring Devices and Plates | 68.97 | 15% | 79.32 | 0.25 | Pass & Seymour | White 120V Impression Fluor Dimmer | E
56912-LA | Wiring Devices and Plates | 68.97 | 15% | 79.32 | 0.25 | Pass & Seymour | Lt Alm 120V Impression Fluor Dimmer | E
5691-2I | Wiring Devices and Plates | 3.02 | 15% | 3.47 | 0.1875 | Leviton | SP Ivory 15A Spec Decora Switch | E
5691-2GY | Wiring Devices and Plates | 3.02 | 15% | 3.47 | 0.1875 | Leviton | SP Gray 15A Spec Decora Switch | E
56912-GRY | Wiring Devices and Plates | 68.97 | 15% | 79.32 | 0.25 | Pass & Seymour | Gray 120V Impression Fluor Dimmer | E
5691-2E | Wiring Devices and Plates | 3.02 | 15% | 3.47 | 0.1875 | Leviton | SP Black 15A Spec Decora Switch | E
56912-DA | Wiring Devices and Plates | 68.97 | 15% | 79.32 | 0.25 | Pass & Seymour | Dk Alm 120V Impression Fluor Dimmer | E
56912-CGRY | Wiring Devices and Plates | 68.97 | 15% | 79.32 | 0.25 | Pass & Seymour | Charcl 120V Impression Fluor Dimmer | E
5691-2A | Wiring Devices and Plates | 3.02 | 15% | 3.47 | 0.1875 | Leviton | SP Almond 15A Spec Decora Switch | E
5691-2 | Wiring Devices and Plates | 3.02 | 15% | 3.47 | 0.1875 | Leviton | SP Mhgny 15A Spec Decora Switch | E
56907-W | Wiring Devices and Plates | 23.1 | 15% | 26.57 | 0.25 | Pass & Seymour | SP White Remote Impressions Dimmer | E
56907-LA | Wiring Devices and Plates | 23.1 | 15% | 26.57 | 0.25 | Pass & Seymour | SP Lt Alm Remote Impressions Dimmer | E
56907-GRY | Wiring Devices and Plates | 23.1 | 15% | 26.57 | 0.25 | Pass & Seymour | SP Gray Remote Impressions Dimmer | E
56907-DA | Wiring Devices and Plates | 23.1 | 15% | 26.57 | 0.25 | Pass & Seymour | SP Dk Alm Remote Impressions Dimmer | E
56907-CGRY | Wiring Devices and Plates | 23.1 | 15% | 26.57 | 0.25 | Pass & Seymour | SP Charcl Remote Impressions Dimmer | E
56906-W | Wiring Devices and Plates | 30.59 | 15% | 35.18 | 0.25 | Pass & Seymour | SP White 600W Impressions Dimmer | E
56906-LA | Wiring Devices and Plates | 30.59 | 15% | 35.18 | 0.25 | Pass & Seymour | SP Lt Alm 600W Impressions Dimmer | E
56906-GRY | Wiring Devices and Plates | 30.59 | 15% | 35.18 | 0.25 | Pass & Seymour | SP Gray 600W Impressions Dimmer | E
56906-DA | Wiring Devices and Plates | 30.59 | 15% | 35.18 | 0.25 | Pass & Seymour | SP Dk Alm 600W Impressions Dimmer | E
56906-CGRY | Wiring Devices and Plates | 30.59 | 15% | 35.18 | 0.25 | Pass & Seymour | SP Charcl 600W Impressions Dimmer | E
5686-2W | Wiring Devices and Plates | 33.51 | 15% | 38.54 | 0.375 | Leviton | DP White 15A Maintained Decora Sw | E
56862-W | Wiring Devices and Plates | 8.71 | 15% | 10.02 | 0.25 | Pass & Seymour | White 20A 250V Impressions Recpt | E
56862-LA | Wiring Devices and Plates | 8.71 | 15% | 10.02 | 0.25 | Pass & Seymour | Lt Alm 20A 250V Impressions Recpt | E
5686-2I | Wiring Devices and Plates | 33.5 | 15% | 38.53 | 0.375 | Leviton | DP Ivory 15A Maintained Decora Sw | E
5686-2GY | Wiring Devices and Plates | 38.25 | 15% | 43.99 | 0.375 | Leviton | DP Gray 15A Maintained Decora Sw | E
56862-GRY | Wiring Devices and Plates | 8.71 | 15% | 10.02 | 0.25 | Pass & Seymour | Gray 20A 250V Impressions Recpt | E
5686-2E | Wiring Devices and Plates | 31.54 | 15% | 36.27 | 0.375 | Leviton | DP Black 15A Maintained Decora Sw | E
56862-DA | Wiring Devices and Plates | 8.71 | 15% | 10.02 | 0.25 | Pass & Seymour | Dk Alm 20A 250V Impressions Recpt | E
56862-CGRY | Wiring Devices and Plates | 8.71 | 15% | 10.02 | 0.25 | Pass & Seymour | Charcl 20A 250V Impressions Recpt | E
5686-2 | Wiring Devices and Plates | 40.38 | 15% | 46.44 | 0.375 | Leviton | DP Mhgny 15A Maintained Decora Sw | E
5685-2W | Wiring Devices and Plates | 26.8 | 15% | 30.82 | 0.25 | Leviton | SP White 15A Maintained Decora Sw | E
5685-2I | Wiring Devices and Plates | 26.8 | 15% | 30.82 | 0.25 | Leviton | SP Ivory 15A Maintained Decora Sw | E
5685-2GY | Wiring Devices and Plates | 26.8 | 15% | 30.82 | 0.25 | Leviton | SP Gray 15A Maintained Decora Sw | E
5685-2E | Wiring Devices and Plates | 26.8 | 15% | 30.82 | 0.25 | Leviton | SP Black 15A Maintained Decora Sw | E
5685-2A | Wiring Devices and Plates | 25.23 | 15% | 29.01 | 0.25 | Leviton | SP Almond 15A Maintained Decora Sw | E
5685-2 | Wiring Devices and Plates | 31.76 | 15% | 36.52 | 0.25 | Leviton | SP Mhgny 15A Maintained Decora Sw | E
5682 | Wiring Devices and Plates | 0 | 15% | 0 | 0.3125 | Hubbell | Duplex 15A 250V Box Cover Recpt | E
5671-I | Wiring Devices and Plates | 6.83 | 15% | 7.85 | 0.25 | Pass & Seymour | Single Ivy 15A 250V Spec Recpt | E
5671 | Wiring Devices and Plates | 6.83 | 15% | 7.85 | 0.25 | Pass & Seymour | Single Brn 15A 250V Spec Recpt | E
566-LADA | Wiring Devices and Plates | 17.27 | 15% | 19.86 | 0.2 | Pass & Seymour | 6G Lt Alm/Dk Alm IMPRESSIONS Plate | E
5669-X | Wiring Devices and Plates | 5 | 15% | 5.75 | 0.5 | Pass & Seymour | 15A 250V Yellow Connector | E
5669-CY | Wiring Devices and Plates | 8.82 | 15% | 10.14 | 0.5 | Leviton | 15A 250V Yellow Nylon Connector | E
5669-C | Wiring Devices and Plates | 8.41 | 15% | 9.67 | 0.5 | Leviton | 15A 250V Black & White Connector | E
5669-BK | Wiring Devices and Plates | 3.48 | 15% | 4 | 0.5 | Pass & Seymour | 15A 250V Dead Front Connector | E
5666VY | Wiring Devices and Plates | 4.65 | 15% | 5.35 | 0.5 | Hubbell | 15A 250V Yellow Valise Plug | E
5666-CY | Wiring Devices and Plates | 7.61 | 15% | 8.75 | 0.5 | Leviton | 15A 250V Yellow Nylon Plug | E
5666-CA | Wiring Devices and Plates | 8.6 | 15% | 9.89 | 0.5 | Leviton | 15A 250V Black Angle Plug | E
5666-C | Wiring Devices and Plates | 7.27 | 15% | 8.36 | 0.5 | Leviton | 15A 250V Black & White Plug | E
5666-BK | Wiring Devices and Plates | 2.57 | 15% | 2.96 | 0.5 | Pass & Seymour | 15A 250V Dead Front Plug | E
56662-LA | Wiring Devices and Plates | 7.02 | 15% | 8.07 | 0.25 | Pass & Seymour | Lt Alm 15A 250V Impressions Recpt | E
56662-GRY | Wiring Devices and Plates | 7.72 | 15% | 8.88 | 0.25 | Pass & Seymour | Gray 15A 250V Impressions Recpt | E
56662-CGRY | Wiring Devices and Plates | 7.73 | 15% | 8.89 | 0.25 | Pass & Seymour | Charcl 15A 250V Impressions Recpt | E
5662-W | Wiring Devices and Plates | 8.01 | 15% | 9.21 | 0.25 | Pass & Seymour | Duplex Wht 15A 250V Spec Recpt | E
5662W | Wiring Devices and Plates | 11.35 | 15% | 13.05 | 0.25 | Arrow Hart | Duplex Wht 15A 250V Spec Recpt | E
5662-I | Wiring Devices and Plates | 8.01 | 15% | 9.21 | 0.25 | Leviton | Duplex Ivy 15A 250V Spec Recpt | E
5662GRY | Wiring Devices and Plates | 11.35 | 15% | 13.05 | 0.25 | Arrow Hart | Duplex Gry 15A 250V Spec Recpt | E
5662BL | Wiring Devices and Plates | 11.35 | 15% | 13.05 | 0.25 | Arrow Hart | Duplex Blk 15A 250V Spec Recpt | E
5662 | Wiring Devices and Plates | 8.01 | 15% | 9.21 | 0.25 | Leviton | Duplex Brn 15A 250V Spec Recpt | E
5661-I | Wiring Devices and Plates | 6.83 | 15% | 7.85 | 0.25 | Leviton | Single Ivy 15A 250V Spec Recpt | E
5661GRY | Wiring Devices and Plates | 11.7 | 15% | 13.46 | 0.25 | Arrow Hart | Single Gry 15A 250V Spec Recpt | E
5661BL | Wiring Devices and Plates | 11.7 | 15% | 13.46 | 0.25 | Arrow Hart | Single Blk 15A 250V Spec Recpt | E
5661 | Wiring Devices and Plates | 6.83 | 15% | 7.85 | 0.25 | Leviton | Single Brn 15A 250V Spec Recpt | E
565-LADA | Wiring Devices and Plates | 12.27 | 15% | 14.11 | 0.175 | Pass & Seymour | 5G Lt Alm/Dk Alm IMPRESSIONS Plate | E
5659-2W | Wiring Devices and Plates | 9.88 | 15% | 11.36 | 0.25 | Leviton | 3W White 20A 277V Illum Decora Sw | E
5659-2I | Wiring Devices and Plates | 8.27 | 15% | 9.51 | 0.25 | Leviton | 3W Ivory 20A 277V Illum Decora Sw | E
56591-SW | Wiring Devices and Plates | 10.56 | 15% | 12.14 | 0.25 | Pass & Seymour | White 15A GFI Impressions Recpt | E
56591-SLA | Wiring Devices and Plates | 10.56 | 15% | 12.14 | 0.25 | Pass & Seymour | Lt Alm 15A GFI Impressions Recpt | E
56591-SGRY | Wiring Devices and Plates | 10.56 | 15% | 12.14 | 0.25 | Pass & Seymour | Gray 15A GFI Impressions Recpt | E
56591-SDA | Wiring Devices and Plates | 10.56 | 15% | 12.14 | 0.25 | Pass & Seymour | Dk Alm 15A GFI Impressions Recpt | E
56591-SCGRY | Wiring Devices and Plates | 10.56 | 15% | 12.14 | 0.25 | Pass & Seymour | Charcl 15A GFI Impressions Recpt | E
5658-I | Wiring Devices and Plates | 2.46 | 15% | 2.83 | 0.25 | Pass & Seymour | Single Ivy 15A 250V Stnd Recpt | E
5658 | Wiring Devices and Plates | 2.46 | 15% | 2.83 | 0.25 | Pass & Seymour | Single Brn 15A 250V Stnd Recpt | E
5657-2W | Wiring Devices and Plates | 18.43 | 15% | 21.19 | 0.25 | Leviton | SP White 15A Momentary Decora Sw | E
5657-2I | Wiring Devices and Plates | 18.43 | 15% | 21.19 | 0.25 | Leviton | SP Ivory 15A Momentary Decora Sw | E
5657-2GY | Wiring Devices and Plates | 18.43 | 15% | 21.19 | 0.25 | Leviton | SP Gray 15A Momentary Decora Sw | E
5657-2E | Wiring Devices and Plates | 18.43 | 15% | 21.19 | 0.25 | Leviton | SP Black 15A Momentary Decora Sw | E
5657-2A | Wiring Devices and Plates | 18.43 | 15% | 21.19 | 0.25 | Leviton | SP Almond 15A Momentary Decora Sw | E
5657-2 | Wiring Devices and Plates | 18.43 | 15% | 21.19 | 0.25 | Leviton | SP Mhgny 15A Momentary Decora Sw | E
5652-I | Wiring Devices and Plates | 5.6 | 15% | 6.44 | 0.25 | Leviton | Duplex Ivy 15A 250V Stnd Recpt | E
5652-BK | Wiring Devices and Plates | 3.03 | 15% | 3.48 | 0.25 | Pass & Seymour | Dup Blk 15A 250V S/Grnd Spec Recpt | E
5651-W | Wiring Devices and Plates | 2.67 | 15% | 3.07 | 0.25 | Pass & Seymour | Sgl Wht 15A 250V Commercial Recpt | E
5651-I | Wiring Devices and Plates | 2.67 | 15% | 3.07 | 0.25 | Leviton | Single Ivy 15A 250V Spec Recpt | E
5651 | Wiring Devices and Plates | 2.67 | 15% | 3.07 | 0.25 | Leviton | Single Brn 15A 250V Spec Recpt | E
564-LALA | Wiring Devices and Plates | 7.54 | 15% | 8.67 | 0.15 | Pass & Seymour | 4G Lt Alm/Lt Alm IMPRESSIONS Plate | E
564-LADA | Wiring Devices and Plates | 7.54 | 15% | 8.67 | 0.15 | Pass & Seymour | 4G Lt Alm/Dk Alm IMPRESSIONS Plate | E
5649-2W | Wiring Devices and Plates | 7.28 | 15% | 8.37 | 0.1875 | Leviton | SP White 20A 277V Illum Decora Sw | E
5649-2I | Wiring Devices and Plates | 7.28 | 15% | 8.37 | 0.1875 | Leviton | SP Ivory 20A 277V Illum Decora Sw | E
5645-W | Wiring Devices and Plates | 12.04 | 15% | 13.85 | 0.3125 | Leviton | White Combo DECORA 3W Sw & Recpt | E
5645-I | Wiring Devices and Plates | 12.04 | 15% | 13.85 | 0.3125 | Leviton | Ivory Combo DECORA 3W Sw & Recpt | E
5645 | Wiring Devices and Plates | 9.15 | 15% | 10.52 | 0.3125 | Leviton | Mhgny Combo DECORA 3W Sw & Recpt | E
5643-W | Wiring Devices and Plates | 12.7 | 15% | 14.61 | 0.625 | Leviton | White Combo DECORA 3W Sw & 3W Sw | E
5643-I | Wiring Devices and Plates | 12.7 | 15% | 14.61 | 0.625 | Leviton | Ivory Combo DECORA 3W Sw & 3W Sw | E
5643-A | Wiring Devices and Plates | 13.74 | 15% | 15.8 | 0.625 | Leviton | Almond Combo DECORA 3W Sw & 3W Sw | E
5642-I | Wiring Devices and Plates | 3.22 | 15% | 3.7 | 0.25 | Pass & Seymour | Ivory 15A 250V S/Grnd Spec Recpt | E
5642 | Wiring Devices and Plates | 2.67 | 15% | 3.07 | 0.25 | Pass & Seymour | Brown 15A 250V S/Grnd Spec Recpt | E
5641-W | Wiring Devices and Plates | 13.27 | 15% | 15.26 | 0.5 | Leviton | White Combo DECORA SP Sw & 3W Sw | E
5641-I | Wiring Devices and Plates | 13.27 | 15% | 15.26 | 0.5 | Leviton | Ivory Combo DECORA SP Sw & 3W Sw | E
5641 | Wiring Devices and Plates | 12.06 | 15% | 13.87 | 0.5 | Leviton | Almond Combo DECORA SP Sw & 3W Sw | E
563-LALA | Wiring Devices and Plates | 2.29 | 15% | 2.63 | 0.125 | Pass & Seymour | 3GLt Alm/Lt Alm IMPRESSIONS Plate | E
563-LADA | Wiring Devices and Plates | 2.29 | 15% | 2.63 | 0.125 | Pass & Seymour | 3G Lt Alm/Dk Alm IMPRESSIONS Plate | E
563-BW | Wiring Devices and Plates | 20.12 | 15% | 23.14 | 0.125 | Pass & Seymour | 3G Brass/White IMPRESSIONS Plate | E
563-BLA | Wiring Devices and Plates | 20.12 | 15% | 23.14 | 0.125 | Pass & Seymour | 3G Brss/Lt Almond IMPRESSIONS Plate | E
563-BDA | Wiring Devices and Plates | 20.12 | 15% | 23.14 | 0.125 | Pass & Seymour | 3G Brss/Dk Almond IMPRESSIONS Plate | E
5639-2W | Wiring Devices and Plates | 9.88 | 15% | 11.36 | 0.25 | Leviton | 3W Whi 277V Pilot Light Decora Sw | E
5638-2W | Wiring Devices and Plates | 9.88 | 15% | 11.36 | 0.25 | Leviton | 3W Wht 120V Pilot Light Decora Sw | E
5638-2I | Wiring Devices and Plates | 9.88 | 15% | 11.36 | 0.25 | Leviton | 3W Ivy 120V Pilot Light Decora Sw | E
5638-2A | Wiring Devices and Plates | 9.88 | 15% | 11.36 | 0.25 | Leviton | 3W Alm 120V Pilot Light Decora Sw | E
56362-LA | Wiring Devices and Plates | 5.69 | 15% | 6.54 | 0.25 | Pass & Seymour | Lt Alm 20A 125V Impressions Recpt | E
5634-W | Wiring Devices and Plates | 8.81 | 15% | 10.13 | 0.375 | Leviton | White Combo DECORA SP Sw & SP Sw | E
5634-I | Wiring Devices and Plates | 8.81 | 15% | 10.13 | 0.375 | Leviton | Ivory Combo DECORA SP Sw & SP Sw | E
5634-GY | Wiring Devices and Plates | 8.81 | 15% | 10.13 | 0.375 | Leviton | Gray Combo DECORA SP Sw & SP Sw | E
5634 | Wiring Devices and Plates | 8.81 | 15% | 10.13 | 0.375 | Leviton | Brown Combo DECORA SP Sw & SP Sw | E
5633-2W | Wiring Devices and Plates | 9.54 | 15% | 10.97 | 0.25 | Leviton | 3W White 20A 120V Illum Decora Sw | E
5633-2I | Wiring Devices and Plates | 9.54 | 15% | 10.97 | 0.25 | Leviton | 3W Ivory 20A 120V Illum Decora Sw | E
5633-2A | Wiring Devices and Plates | 9.54 | 15% | 10.97 | 0.25 | Leviton | 3W Almond 20A 120V Illum Decora Sw | E
5631-2W | Wiring Devices and Plates | 7.03 | 15% | 8.08 | 0.1875 | Leviton | SP White 20A 120V Illum Decora Sw | E
5631-2I | Wiring Devices and Plates | 7.03 | 15% | 8.08 | 0.1875 | Leviton | SP Ivory 20A 120V Illum Decora Sw | E
5631-2A | Wiring Devices and Plates | 7.03 | 15% | 8.08 | 0.1875 | Leviton | SP Almond 20A 120V Illum Decora Sw | E
562-LALA | Wiring Devices and Plates | 1.27 | 15% | 1.46 | 0.1 | Pass & Seymour | 2G Lt Alm/Lt Alm IMPRESSIONS Plate | E
562-LADA | Wiring Devices and Plates | 1.27 | 15% | 1.46 | 0.1 | Pass & Seymour | 2G Lt Alm/Dk Alm IMPRESSIONS Plate | E
562-BW | Wiring Devices and Plates | 7.19 | 15% | 8.27 | 0.1 | Pass & Seymour | 2G Brass/White IMPRESSIONS Plate | E
562-BLA | Wiring Devices and Plates | 7.19 | 15% | 8.27 | 0.1 | Pass & Seymour | 2G Brss/Lt Almond IMPRESSIONS Plate | E
5629-2W | Wiring Devices and Plates | 7.28 | 15% | 8.37 | 0.1875 | Leviton | SP Wht 277V Pilot Light Decora Sw | E
5629-2I | Wiring Devices and Plates | 8.94 | 15% | 10.28 | 0.1875 | Leviton | SP Ivy 277V Pilot Light Decora Sw | E
5629-2A | Wiring Devices and Plates | 7.54 | 15% | 8.67 | 0.1875 | Leviton | SP Alm 277V Pilot Light Decora Sw | E
5628-2W | Wiring Devices and Plates | 7.28 | 15% | 8.37 | 0.1875 | Leviton | SP Wht 120V Pilot Light Decora Sw | E
5628-2I | Wiring Devices and Plates | 7.28 | 15% | 8.37 | 0.1875 | Leviton | SP Ivy 120V Pilot Light Decora Sw | E
5628-2A | Wiring Devices and Plates | 7.28 | 15% | 8.37 | 0.1875 | Leviton | SP Alm 120V Pilot Light Decora Sw | E
5626-W | Wiring Devices and Plates | 8.69 | 15% | 9.99 | 0.25 | Leviton | White Combo DECORA SP Sw & Pilot | E
5626-I | Wiring Devices and Plates | 8.69 | 15% | 9.99 | 0.25 | Leviton | Ivory Combo DECORA SP Sw & Pilot | E
5626-A | Wiring Devices and Plates | 8.71 | 15% | 10.02 | 0.25 | Leviton | Almond Combo DECORA SP Sw & Pilot | E
56262-LA | Wiring Devices and Plates | 1.34 | 15% | 1.54 | 0.25 | Pass & Seymour | Lt Alm 15A 125V Impressions Recpt | E
56262-GRY | Wiring Devices and Plates | 2 | 15% | 2.3 | 0.25 | Pass & Seymour | Gray 15A 125V Impressions Recpt | E
56262-CGRY | Wiring Devices and Plates | 2 | 15% | 2.3 | 0.25 | Pass & Seymour | Charcl 15A 125V Impressions Recpt | E
5625-W | Wiring Devices and Plates | 8.53 | 15% | 9.81 | 0.25 | Leviton | White Combo DECORA SP Sw & Recpt | E
5625-I | Wiring Devices and Plates | 8.53 | 15% | 9.81 | 0.25 | Leviton | Ivory Combo DECORA SP Sw & Recpt | E
5625-GY | Wiring Devices and Plates | 8.53 | 15% | 9.81 | 0.25 | Leviton | Gray Combo DECORA SP Sw & Recpt | E
5625 | Wiring Devices and Plates | 8.23 | 15% | 9.46 | 0.25 | Leviton | Mhgny Combo DECORA SP Sw & Recpt | E
5624-2W | Wiring Devices and Plates | 8.59 | 15% | 9.88 | 0.3125 | Leviton | 4W White 20A Spec Decora Switch | E
5624-2I | Wiring Devices and Plates | 8.59 | 15% | 9.88 | 0.3125 | Leviton | 4W Ivory 20A Spec Decora Switch | E
5624-2GY | Wiring Devices and Plates | 8.59 | 15% | 9.88 | 0.3125 | Leviton | 4W Gray 20A Spec Decora Switch | E
5624-2E | Wiring Devices and Plates | 8.59 | 15% | 9.88 | 0.3125 | Leviton | 4W Black 20A Spec Decora Switch | E
5624-2A | Wiring Devices and Plates | 8.59 | 15% | 9.88 | 0.3125 | Leviton | 4W Almond 20A Spec Decora Switch | E
5624-2 | Wiring Devices and Plates | 8.59 | 15% | 9.88 | 0.3125 | Leviton | 4W Mhgny 20A Spec Decora Switch | E
5623-2W | Wiring Devices and Plates | 4.3 | 15% | 4.95 | 0.25 | Leviton | 3W White 20A Spec Decora Switch | E
5623-2I | Wiring Devices and Plates | 4.3 | 15% | 4.95 | 0.25 | Leviton | 3W Ivory 20A Spec Decora Switch | E
5623-2GY | Wiring Devices and Plates | 4.3 | 15% | 4.95 | 0.25 | Leviton | 3W Gray 20A Spec Decora Switch | E
5623-2E | Wiring Devices and Plates | 4.3 | 15% | 4.95 | 0.25 | Leviton | 3W Black 20A Spec Decora Switch | E
5623-2A | Wiring Devices and Plates | 4.3 | 15% | 4.95 | 0.25 | Leviton | 3W Almond 20A Spec Decora Switch | E
5623-2 | Wiring Devices and Plates | 4.3 | 15% | 4.95 | 0.25 | Leviton | 3W Mhgny 20A Spec Decora Switch | E
5622-2W | Wiring Devices and Plates | 10.27 | 15% | 11.81 | 0.3125 | Leviton | DP White 20A Spec Decora Switch | E
5622-2I | Wiring Devices and Plates | 10.27 | 15% | 11.81 | 0.3125 | Leviton | DP Ivory 20A Spec Decora Switch | E
5622-2GY | Wiring Devices and Plates | 10.27 | 15% | 11.81 | 0.3125 | Leviton | DP Gray 20A Spec Decora Switch | E
5622-2E | Wiring Devices and Plates | 10.27 | 15% | 11.81 | 0.3125 | Leviton | DP Black 20A Spec Decora Switch | E
5622-2A | Wiring Devices and Plates | 10.27 | 15% | 11.81 | 0.3125 | Leviton | DP Almond 20A Spec Decora Switch | E
5622-2 | Wiring Devices and Plates | 10.27 | 15% | 11.81 | 0.3125 | Leviton | DP Mhgny 20A Spec Decora Switch | E
5621-2W | Wiring Devices and Plates | 3.9 | 15% | 4.49 | 0.1875 | Leviton | SP White 20A Spec Decora Switch | E
5621-2I | Wiring Devices and Plates | 3.9 | 15% | 4.49 | 0.1875 | Leviton | SP Ivory 20A Spec Decora Switch | E
5621-2GY | Wiring Devices and Plates | 3.9 | 15% | 4.49 | 0.1875 | Leviton | SP Gray 20A Spec Decora Switch | E
5621-2E | Wiring Devices and Plates | 3.9 | 15% | 4.49 | 0.1875 | Leviton | SP Black 20A Spec Decora Switch | E
5621-2A | Wiring Devices and Plates | 3.9 | 15% | 4.49 | 0.1875 | Leviton | SP Almond 20A Spec Decora Switch | E
5621-2 | Wiring Devices and Plates | 3.9 | 15% | 4.49 | 0.1875 | Leviton | SP Mhgny 20A Spec Decora Switch | E
561-LALA | Wiring Devices and Plates | 0.63 | 15% | 0.72 | 0.075 | Pass & Seymour | 1G Lt Alm/Lt Alm IMPRESSIONS Plate | E
561-LADA | Wiring Devices and Plates | 0.66 | 15% | 0.76 | 0.075 | Pass & Seymour | 1G Lt Alm/Dk Alm IMPRESSIONS Plate | E
561-BW | Wiring Devices and Plates | 4.95 | 15% | 5.69 | 0.075 | Pass & Seymour | 1G Brass/White IMPRESSIONS Plate | E
561-BLA | Wiring Devices and Plates | 4.7 | 15% | 5.41 | 0.075 | Pass & Seymour | 1G Brss/Lt Almond IMPRESSIONS Plate | E
5613-W | Wiring Devices and Plates | 6.51 | 15% | 7.49 | 0.25 | Leviton | 3W White 15A Stnd Illum Decora Sw | E
5613-I | Wiring Devices and Plates | 6.51 | 15% | 7.49 | 0.25 | Leviton | 3W Ivory 15A Stnd Illum Decora Sw | E
5613-2A | Wiring Devices and Plates | 6.51 | 15% | 7.49 | 0.25 | Leviton | 3W Alm 15A Stnd Illum Decora Sw | E
5611-WE | Wiring Devices and Plates | 7.47 | 15% | 8.59 | 0.1875 | Leviton | SP Wht/Eby 15A Stnd Illum Decora Sw | E
5611-W | Wiring Devices and Plates | 3.55 | 15% | 4.08 | 0.1875 | Leviton | SP White 15A Stnd Illum Decora Sw | E
5611-I | Wiring Devices and Plates | 3.55 | 15% | 4.08 | 0.1875 | Leviton | SP Ivory 15A Stnd Illum Decora Sw | E
5611-2A | Wiring Devices and Plates | 3.55 | 15% | 4.08 | 0.1875 | Leviton | SP Almond 15A Stnd Illum Decora Sw | E
5604-MI | Wiring Devices and Plates | 15.68 | 15% | 18.03 | 0.3125 | Leviton | 4W Mhgny/Ivy 15A Stnd Decora Switch | E
5604-IM | Wiring Devices and Plates | 15.68 | 15% | 18.03 | 0.3125 | Leviton | 4W Ivy/Mhgny 15A Stnd Decora Switch | E
5604-2W | Wiring Devices and Plates | 6.66 | 15% | 7.66 | 0.3125 | Leviton | 4W White 15A Stnd Decora Switch | E
5604-2I | Wiring Devices and Plates | 6.66 | 15% | 7.66 | 0.3125 | Leviton | 4W Ivory 15A Stnd Decora Switch | E
5604-2E | Wiring Devices and Plates | 6.66 | 15% | 7.66 | 0.3125 | Leviton | 4W Ebony 15A Stnd Decora Switch | E
5604-2A | Wiring Devices and Plates | 6.66 | 15% | 7.66 | 0.3125 | Leviton | 4W Almnd 15A Stnd Decora Switch | E
5603-W | Wiring Devices and Plates | 2.14 | 15% | 2.46 | 0.25 | Leviton | 3W White 15A Stnd Decora Switch | E
5603-I | Wiring Devices and Plates | 2.14 | 15% | 2.46 | 0.25 | Leviton | 3W Ivory 15A Stnd Decora Switch | E
5603-2WE | Wiring Devices and Plates | 2.49 | 15% | 2.86 | 0.25 | Leviton | 3W Wht/Ebny 15A Stnd Decora Switch | E
5603-2GY | Wiring Devices and Plates | 2.14 | 15% | 2.46 | 0.25 | Leviton | 3W Gray 15A Stnd Decora Switch | E
5603-2E | Wiring Devices and Plates | 2.14 | 15% | 2.46 | 0.25 | Leviton | 3W Ebony 15A Stnd Decora Switch | E
5603-2A | Wiring Devices and Plates | 2.14 | 15% | 2.46 | 0.25 | Leviton | 3W Almnd 15A Stnd Decora Switch | E
5603 | Wiring Devices and Plates | 2.14 | 15% | 2.46 | 0.25 | Leviton | 3W Mhgny 15A Stnd Decora Switch | E
56029-W | Wiring Devices and Plates | 17.14 | 15% | 19.71 | 0.1875 | Pass & Seymour | SP Wht 20A Pilot Impressions Sw | E
56029-LA | Wiring Devices and Plates | 17.14 | 15% | 19.71 | 0.1875 | Pass & Seymour | SP Alm 20A Pilot Impressions Sw | E
56029-GRY | Wiring Devices and Plates | 17.14 | 15% | 19.71 | 0.1875 | Pass & Seymour | SP Gry 20A Pilot Impressions Sw | E
56025-W | Wiring Devices and Plates | 15.75 | 15% | 18.11 | 0.1875 | Pass & Seymour | SP Wht 20A Illum Impressions Sw | E
56025-LA | Wiring Devices and Plates | 15.75 | 15% | 18.11 | 0.1875 | Pass & Seymour | SP Alm 20A Illum Impressions Sw | E
56024-GRY | Wiring Devices and Plates | 20.6 | 15% | 23.69 | 0.3125 | Pass & Seymour | 4W Gray 20A Impressions Switch | E
56024-DA | Wiring Devices and Plates | 20.6 | 15% | 23.69 | 0.3125 | Pass & Seymour | 4W Dk Alm 20A Impressions Switch | E
56024-CGRY | Wiring Devices and Plates | 20.6 | 15% | 23.69 | 0.3125 | Pass & Seymour | 4W Chrcl 20A Impressions Switch | E
5602-2W | Wiring Devices and Plates | 6.28 | 15% | 7.22 | 0.3125 | Leviton | DP White 15A Stnd Decora Switch | E
5602-2I | Wiring Devices and Plates | 6.28 | 15% | 7.22 | 0.3125 | Leviton | DP Ivory 15A Stnd Decora Switch | E
5602-2E | Wiring Devices and Plates | 6.28 | 15% | 7.22 | 0.3125 | Leviton | DP Ebony 15A Stnd Decora Switch | E
5602-2A | Wiring Devices and Plates | 6.28 | 15% | 7.22 | 0.3125 | Leviton | DP Almnd 15A Stnd Decora Switch | E
5602-2 | Wiring Devices and Plates | 6.76 | 15% | 7.77 | 0.3125 | Leviton | DP Mhgny 15A Stnd Decora Switch | E
5601-W | Wiring Devices and Plates | 1.38 | 15% | 1.59 | 0.1875 | Leviton | SP White 15A Stnd Decora Switch | E
5601-I | Wiring Devices and Plates | 1.38 | 15% | 1.59 | 0.1875 | Leviton | SP Ivory 15A Stnd Decora Switch | E
5601-2WE | Wiring Devices and Plates | 1.38 | 15% | 1.59 | 0.1875 | Leviton | SP Wh/Eb 15A Stnd Decora Switch | E
5601-2GY | Wiring Devices and Plates | 1.38 | 15% | 1.59 | 0.1875 | Leviton | SP Gray 15A Stnd Decora Switch | E
5601-2E | Wiring Devices and Plates | 1.38 | 15% | 1.59 | 0.1875 | Leviton | SP Ebony 15A Stnd Decora Switch | E
5601-2A | Wiring Devices and Plates | 1.38 | 15% | 1.59 | 0.1875 | Leviton | SP Almnd 15A Stnd Decora Switch | E
5601 | Wiring Devices and Plates | 1.38 | 15% | 1.59 | 0.1875 | Leviton | SP Mhgny 15A Stnd Decora Switch | E
55054 | Wiring Devices and Plates | 6.85 | 15% | 7.88 | 0.5 | Leviton | Surface 30A 125/250V 3p4w Recpt | E
55050 | Wiring Devices and Plates | 7.9 | 15% | 9.09 | 0.5 | Leviton | Surface 50A 125/250V 3p4w Recpt | E
5503-LHI | Wiring Devices and Plates | 11.31 | 15% | 13.01 | 0.1875 | Leviton | 3W Ivy 15A Stnd Illum Switch | E
5502-8 | Wiring Devices and Plates | 4.49 | 15% | 5.16 | 0.1875 | Leviton | DP Brn 15A Hospital Call Switch | E
5501-LHW | Wiring Devices and Plates | 6.94 | 15% | 7.98 | 0.1875 | Leviton | SP Wht 15A Stnd Illum Switch | E
5501-LHI | Wiring Devices and Plates | 6.94 | 15% | 7.98 | 0.1875 | Leviton | SP Ivy 15A Stnd Illum Switch | E
5501-8I | Wiring Devices and Plates | 2.95 | 15% | 3.39 | 0.1875 | Leviton | SP Ivy 15A Hospital Call Switch | E
5501-8 | Wiring Devices and Plates | 2.95 | 15% | 3.39 | 0.1875 | Leviton | SP Brn 15A Hospital Call Switch | E
5479-C | Wiring Devices and Plates | 12.75 | 15% | 14.66 | 0.5 | Leviton | Back Wired 20A 250V Flanged Recpt | E
5478-C | Wiring Devices and Plates | 10.92 | 15% | 12.56 | 0.5 | Leviton | Back Wired 20A 250V Flanged Inlet | E
5469-CY | Wiring Devices and Plates | 15.92 | 15% | 18.31 | 0.5 | Leviton | 20A 250V Yellow Nylon Connector | E
5469-C | Wiring Devices and Plates | 15.08 | 15% | 17.34 | 0.5 | Leviton | 20A 250V Black & White Connector | E
5466-CY | Wiring Devices and Plates | 10.08 | 15% | 11.59 | 0.5 | Leviton | 20A 250V Yellow Nylon Plug | E
5466-C | Wiring Devices and Plates | 9.2 | 15% | 10.58 | 0.5 | Leviton | 20A 250V Black & White Plug | E
5462-I | Wiring Devices and Plates | 9.82 | 15% | 11.29 | 0.25 | Leviton | Duplex Ivy 20A 250V Spec Recpt | E
5462 | Wiring Devices and Plates | 9.82 | 15% | 11.29 | 0.25 | Leviton | Duplex Brn 20A 250V Spec Recpt | E
5461-I | Wiring Devices and Plates | 5.73 | 15% | 6.59 | 0.25 | Leviton | Single Ivy 20A 250V Spec Recpt | E
5461 | Wiring Devices and Plates | 5.73 | 15% | 6.59 | 0.25 | Leviton | Single Brn 20A 250V Spec Recpt | E
54524-2W | Wiring Devices and Plates | 7.91 | 15% | 9.1 | 0.3125 | Leviton | 4W Wht 20A Stnd Framed Switch w/Grd | E
54524-2I | Wiring Devices and Plates | 7.91 | 15% | 9.1 | 0.3125 | Leviton | 4W Ivy 20A Stnd Framed Switch w/Grd | E
54524-2GY | Wiring Devices and Plates | 7.91 | 15% | 9.1 | 0.3125 | Leviton | 4W Gry 20A Stnd Framed Switch w/Grd | E
54524-2 | Wiring Devices and Plates | 7.91 | 15% | 9.1 | 0.3125 | Leviton | 4W Brn 20A Stnd Framed Switch w/Grd | E
54523-2W | Wiring Devices and Plates | 3.85 | 15% | 4.43 | 0.25 | Leviton | 3W Wht 20A Stnd Framed Switch w/Grd | E
54523-2I | Wiring Devices and Plates | 3.85 | 15% | 4.43 | 0.25 | Leviton | 3W Ivy 20A Stnd Framed Switch w/Grd | E
54523-2GY | Wiring Devices and Plates | 3.85 | 15% | 4.43 | 0.25 | Leviton | 3W Gry 20A Stnd Framed Switch w/Grd | E
54523-2 | Wiring Devices and Plates | 3.85 | 15% | 4.43 | 0.25 | Leviton | 3W Brn 20A Stnd Framed Switch w/Grd | E
54522-2W | Wiring Devices and Plates | 5.83 | 15% | 6.7 | 0.3125 | Leviton | DP Wht 20A Stnd Framed Switch w/Grd | E
54522-2I | Wiring Devices and Plates | 5.83 | 15% | 6.7 | 0.3125 | Leviton | DP Ivy 20A Stnd Framed Switch w/Grd | E
54522-2GY | Wiring Devices and Plates | 7.83 | 15% | 9 | 0.3125 | Leviton | DP Gry 20A Stnd Framed Switch w/Grd | E
54522-2 | Wiring Devices and Plates | 5.83 | 15% | 6.7 | 0.3125 | Leviton | DP Brn 20A Stnd Framed Switch w/Grd | E
54521-2W | Wiring Devices and Plates | 2.94 | 15% | 3.38 | 0.1875 | Leviton | SP Wht 20A Stnd Framed Switch w/Grd | E
54521-2I | Wiring Devices and Plates | 2.94 | 15% | 3.38 | 0.1875 | Leviton | SP Ivy 20A Stnd Framed Switch w/Grd | E
54521-2GY | Wiring Devices and Plates | 2.94 | 15% | 3.38 | 0.1875 | Leviton | SP Gry 20A Stnd Framed Switch w/Grd | E
54521-2 | Wiring Devices and Plates | 2.94 | 15% | 3.38 | 0.1875 | Leviton | SP Brn 20A Stnd Framed Switch w/Grd | E
54504-2W | Wiring Devices and Plates | 5.68 | 15% | 6.53 | 0.3125 | Leviton | 4W Wht 15A Stnd Framed Switch w/Grd | E
54504-2I | Wiring Devices and Plates | 5.68 | 15% | 6.53 | 0.3125 | Leviton | 4W Ivy 15A Stnd Framed Switch w/Grd | E
54504-2GY | Wiring Devices and Plates | 5.68 | 15% | 6.53 | 0.3125 | Leviton | 4W Gry 15A Stnd Framed Switch w/Grd | E
54504-2 | Wiring Devices and Plates | 5.68 | 15% | 6.53 | 0.3125 | Leviton | 4W Brn 15A Stnd Framed Switch w/Grd | E
54503-2W | Wiring Devices and Plates | 3.57 | 15% | 4.11 | 0.25 | Leviton | 3W Wht 15A Stnd Framed Switch w/Grd | E
54503-2I | Wiring Devices and Plates | 3.57 | 15% | 4.11 | 0.25 | Leviton | 3W Ivy 15A Stnd Framed Switch w/Grd | E
54503-2GY | Wiring Devices and Plates | 3.57 | 15% | 4.11 | 0.25 | Leviton | 3W Gry 15A Stnd Framed Switch w/Grd | E
54503-2 | Wiring Devices and Plates | 3.57 | 15% | 4.11 | 0.25 | Leviton | 3W Brn 15A Stnd Framed Switch w/Grd | E
54502-2W | Wiring Devices and Plates | 5.31 | 15% | 6.11 | 0.3125 | Leviton | DP Wht 15A Stnd Framed Switch w/Grd | E
54502-2I | Wiring Devices and Plates | 5.31 | 15% | 6.11 | 0.3125 | Leviton | DP Ivy 15A Stnd Framed Switch w/Grd | E
54502-2GY | Wiring Devices and Plates | 5.24 | 15% | 6.03 | 0.3125 | Leviton | DP Gry 15A Stnd Framed Switch w/Grd | E
54502-2 | Wiring Devices and Plates | 5.31 | 15% | 6.11 | 0.3125 | Leviton | DP Brn 15A Stnd Framed Switch w/Grd | E
54501-2W | Wiring Devices and Plates | 1.97 | 15% | 2.27 | 0.1875 | Leviton | SP Wht 15A Stnd Framed Switch w/Grd | E
54501-2I | Wiring Devices and Plates | 1.97 | 15% | 2.27 | 0.1875 | Leviton | SP Ivy 15A Stnd Framed Switch w/Grd | E
54501-2GY | Wiring Devices and Plates | 1.97 | 15% | 2.27 | 0.1875 | Leviton | SP Gry 15A Stnd Framed Switch w/Grd | E
54501-2 | Wiring Devices and Plates | 1.97 | 15% | 2.27 | 0.1875 | Leviton | SP Brn 15A Stnd Framed Switch w/Grd | E
53CM-69C | Wiring Devices and Plates | 9.87 | 15% | 11.35 | 0.5 | Leviton | 20A 125V Corrosion Connector | E
53CM-66C | Wiring Devices and Plates | 6.25 | 15% | 7.19 | 0.5 | Leviton | 20A 125V Corrosion Plug | E
5380-W | Wiring Devices and Plates | 24.26 | 15% | 27.9 | 0.25 | Leviton | Duplex Wht 20A Spec Surge Recpt | E
5380-IGW | Wiring Devices and Plates | 27.67 | 15% | 31.82 | 0.25 | Leviton | Duplex Wht 20A Spec IG Surge Recpt | E
5380-IGI | Wiring Devices and Plates | 27.67 | 15% | 31.82 | 0.25 | Leviton | Duplex Ivy 20A Spec IG Surge Recpt | E
5380-IGG | Wiring Devices and Plates | 27.67 | 15% | 31.82 | 0.25 | Leviton | Duplex Gry 20A Spec IG Surge Recpt | E
5380-IGB | Wiring Devices and Plates | 27.67 | 15% | 31.82 | 0.25 | Leviton | Duplex Brn 20A Spec IG Surge Recpt | E
5380-I | Wiring Devices and Plates | 23.87 | 15% | 27.45 | 0.25 | Leviton | Duplex Ivy 20A Spec Surge Recpt | E
5380-GY | Wiring Devices and Plates | 24.26 | 15% | 27.9 | 0.25 | Leviton | Duplex Gry 20A Spec Surge Recpt | E
5380 | Wiring Devices and Plates | 23.87 | 15% | 27.45 | 0.25 | Leviton | Duplex Brn 20A Spec Surge Recpt | E
5378 | Wiring Devices and Plates | 13.75 | 15% | 15.81 | 0.5 | Leviton | Surface 50A 250V 2p3w Recpt | E
5376 | Wiring Devices and Plates | 14.72 | 15% | 16.93 | 0.5 | Leviton | Surface 30A 250V 2p3w Recpt | E
5375 | Wiring Devices and Plates | 17.64 | 15% | 20.29 | 0.5 | Leviton | Surface 30A 125V 2p3w Recpt | E
5374-IG | Wiring Devices and Plates | 19.07 | 15% | 21.93 | 0.5 | Leviton | Flush 50A 250V 2p3w I.G. Recpt | E
5374-BK | Wiring Devices and Plates | 4.48 | 15% | 5.15 | 0.5 | Pass & Seymour | 20A 125V Dead Front Connector | E
5374 | Wiring Devices and Plates | 8.49 | 15% | 9.76 | 0.375 | Leviton | Flush 50A 250V 2p3w Recpt | E
5373-IG | Wiring Devices and Plates | 13.39 | 15% | 15.4 | 0.5 | Leviton | Flush 50A 125V 2p3w I.G. Recpt | E
5373 | Wiring Devices and Plates | 9.88 | 15% | 11.36 | 0.375 | Leviton | Flush 50A 125V 2p3w Recpt | E
5372-IG | Wiring Devices and Plates | 21.62 | 15% | 24.86 | 0.5 | Leviton | Flush 30A 250V 2p3w I.G. Recpt | E
5372 | Wiring Devices and Plates | 8.49 | 15% | 9.76 | 0.375 | Leviton | Flush 30A 250V 2p3w Recpt | E
5371-IG | Wiring Devices and Plates | 21.69 | 15% | 24.94 | 0.5 | Leviton | Flush 30A 125V 2p3w I.G. Recpt | E
5371 | Wiring Devices and Plates | 10.15 | 15% | 11.67 | 0.375 | Leviton | Flush 30A 125V 2p3w Recpt | E
5369-CY | Wiring Devices and Plates | 9.61 | 15% | 11.05 | 0.5 | Leviton | 20A 125V Yellow Valise Connector | E
5369-CA | Wiring Devices and Plates | 10.57 | 15% | 12.16 | 0.5 | Leviton | 20A 125V Black Angle Connector | E
5369-C | Wiring Devices and Plates | 9.23 | 15% | 10.61 | 0.5 | Leviton | 20A 125V Black & White Connector | E
5366-X | Wiring Devices and Plates | 3.24 | 15% | 3.73 | 0.5 | Pass & Seymour | 20A 125V Yellow Plug | E
5366-SSAN | Wiring Devices and Plates | 10.61 | 15% | 12.2 | 0.5 | Pass & Seymour | 20A 125V Angle Plug | E
5366-CY | Wiring Devices and Plates | 6.44 | 15% | 7.41 | 0.5 | Leviton | 20A 125V Yellow Valise Plug | E
5366-CA | Wiring Devices and Plates | 7.65 | 15% | 8.8 | 0.5 | Leviton | 20A 125V Black Angle Plug | E
5366-C | Wiring Devices and Plates | 6.1 | 15% | 7.02 | 0.5 | Leviton | 20A 125V Black & White Plug | E
5362-W | Wiring Devices and Plates | 2.91 | 15% | 3.35 | 0.25 | Leviton | Duplex Wht 20A 125V Spec Recpt | E
5362-R | Wiring Devices and Plates | 2.91 | 15% | 3.35 | 0.25 | Leviton | Duplex Red 20A 125V Spec Recpt | E
5362-IGW | Wiring Devices and Plates | 4.06 | 15% | 4.67 | 0.25 | Leviton | Duplex Wht 20A 125V Spec I.G. Recpt | E
5362-IGR | Wiring Devices and Plates | 4.06 | 15% | 4.67 | 0.25 | Leviton | Duplex Red 20A 125V Spec I.G. Recpt | E
5362-IGI | Wiring Devices and Plates | 4.06 | 15% | 4.67 | 0.25 | Leviton | Duplex Ivy 20A 125V Spec I.G. Recpt | E
5362-IGG | Wiring Devices and Plates | 4.06 | 15% | 4.67 | 0.25 | Leviton | Duplex Gry 20A 125V Spec I.G. Recpt | E
5362-IGB | Wiring Devices and Plates | 4.06 | 15% | 4.67 | 0.25 | Leviton | Duplex Brn 20A 125V Spec I.G. Recpt | E
5362-IG | Wiring Devices and Plates | 4.06 | 15% | 4.67 | 0.25 | Leviton | Duplex Org 20A 125V Spec I.G. Recpt | E
5362-I | Wiring Devices and Plates | 2.91 | 15% | 3.35 | 0.25 | Leviton | Duplex Ivy 20A 125V Spec Recpt | E
5362-HLW | Wiring Devices and Plates | 8.66 | 15% | 9.96 | 0.25 | Leviton | Dup Wht 20A 125V Illum Hosp Recpt | E
5362-HLR | Wiring Devices and Plates | 8.66 | 15% | 9.96 | 0.25 | Leviton | Dup Red 20A 125V Illum Hosp Recpt | E
5362-HLI | Wiring Devices and Plates | 12.13 | 15% | 13.95 | 0.25 | Leviton | Dup Ivy 20A 125V Illum Hosp Recpt | E
5362-GY | Wiring Devices and Plates | 2.91 | 15% | 3.35 | 0.25 | Leviton | Duplex Gry 20A 125V Spec Recpt | E
5362-E | Wiring Devices and Plates | 2.91 | 15% | 3.35 | 0.25 | Leviton | Duplex Blk 20A 125V Spec Recpt | E
5362CRGRY | Wiring Devices and Plates | 15.24 | 15% | 17.53 | 0.25 | Arrow Hart | Duplex Gry 20A 125V Corrosion Recpt | E
5362 | Wiring Devices and Plates | 2.91 | 15% | 3.35 | 0.25 | Leviton | Duplex Brn 20A 125V Spec Recpt | E
5361-W | Wiring Devices and Plates | 2.04 | 15% | 2.35 | 0.25 | Leviton | Single Wht 20A 125V Spec Recpt | E
5361-RED | Wiring Devices and Plates | 2.57 | 15% | 2.96 | 0.25 | Pass & Seymour | Single Red 20A 125V Spec Recpt | E
5361RED | Wiring Devices and Plates | 8.39 | 15% | 9.65 | 0.25 | Arrow Hart | Single Red 20A 125V Spec Recpt | E
5361-IG | Wiring Devices and Plates | 8.89 | 15% | 10.22 | 0.25 | Leviton | Single Org 20A 125V Spec I.G. Recpt | E
5361-I | Wiring Devices and Plates | 2.04 | 15% | 2.35 | 0.25 | Leviton | Single Ivy 20A 125V Spec Recpt | E
5361-GY | Wiring Devices and Plates | 2.04 | 15% | 2.35 | 0.25 | Leviton | Single Gry 20A 125V Spec Recpt | E
5361CRGRY | Wiring Devices and Plates | 11.97 | 15% | 13.77 | 0.25 | Arrow Hart | Single Gry 20A 125V Corrosion Recpt | E
5361-CH | Wiring Devices and Plates | 17.76 | 15% | 20.42 | 0.25 | Leviton | Brown 20A Spec Clock Hanger Recpt | E
5361BL | Wiring Devices and Plates | 7.2 | 15% | 8.28 | 0.25 | Arrow Hart | Single Blk 20A 125V Spec Recpt | E
5361-BK | Wiring Devices and Plates | 2.57 | 15% | 2.96 | 0.25 | Pass & Seymour | Single Blk 20A 125V Spec Recpt | E
5361 | Wiring Devices and Plates | 2.04 | 15% | 2.35 | 0.25 | Leviton | Single Brn 20A 125V Spec Recpt | E
5358-I | Wiring Devices and Plates | 1.81 | 15% | 2.08 | 0.25 | Pass & Seymour | Single Ivy 20A 125V Stnd Recpt | E
5358 | Wiring Devices and Plates | 1.81 | 15% | 2.08 | 0.25 | Pass & Seymour | Single Brn 20A 125V Stnd Recpt | E
5352-W | Wiring Devices and Plates | 2.66 | 15% | 3.06 | 0.25 | Leviton | Duplex Wht 20A 125V Spec Recpt | E
5352-R | Wiring Devices and Plates | 2.66 | 15% | 3.06 | 0.25 | Leviton | Duplex Red 20A 125V Spec Recpt | E
5352-I | Wiring Devices and Plates | 2.66 | 15% | 3.06 | 0.25 | Leviton | Duplex Ivy 20A 125V Spec Recpt | E
5352-GY | Wiring Devices and Plates | 2.66 | 15% | 3.06 | 0.25 | Leviton | Duplex Gry 20A 125V Spec Recpt | E
5352-E | Wiring Devices and Plates | 2.66 | 15% | 3.06 | 0.25 | Leviton | Duplex Blk 20A 125V Spec Recpt | E
5352 | Wiring Devices and Plates | 2.66 | 15% | 3.06 | 0.25 | Leviton | Duplex Brn 20A 125V Spec Recpt | E
5351-W | Wiring Devices and Plates | 3.4 | 15% | 3.91 | 0.25 | Leviton | Single Wht 20A 125V Spec Recpt | E
5351-I | Wiring Devices and Plates | 3.4 | 15% | 3.91 | 0.25 | Leviton | Single Ivy 20A 125V Spec Recpt | E
5351-G | Wiring Devices and Plates | 3.4 | 15% | 3.91 | 0.25 | Leviton | Single Gry 20A 125V Spec Recpt | E
5351 | Wiring Devices and Plates | 3.4 | 15% | 3.91 | 0.25 | Leviton | Single Brn 20A 125V Spec Recpt | E
5342-W | Wiring Devices and Plates | 4.27 | 15% | 4.91 | 0.25 | Leviton | Duplex Wht 20A 125V Spec Recpt | E
5342-I | Wiring Devices and Plates | 4.27 | 15% | 4.91 | 0.25 | Leviton | Duplex Ivy 20A 125V Spec Recpt | E
5342-GY | Wiring Devices and Plates | 4.27 | 15% | 4.91 | 0.25 | Leviton | Duplex Gry 20A 125V Spec Recpt | E
5342 | Wiring Devices and Plates | 4.27 | 15% | 4.91 | 0.25 | Leviton | Duplex Brn 20A 125V Spec Recpt | E
5340-I | Wiring Devices and Plates | 6.78 | 15% | 7.8 | 0.25 | Leviton | Ivy 20A 125V Stnd Recpt w/Pigtails | E
5340 | Wiring Devices and Plates | 6.78 | 15% | 7.8 | 0.25 | Leviton | Brn 20A 125V Stnd Recpt w/Pigtails | E
5336-I | Wiring Devices and Plates | 10.54 | 15% | 12.12 | 0.375 | Leviton | Ivory 20A 120V Combo SP Sw & Pilot | E
5336 | Wiring Devices and Plates | 10.54 | 15% | 12.12 | 0.375 | Leviton | Brown 20A 120V Combo SP Sw & Pilot | E
5335-I | Wiring Devices and Plates | 10.47 | 15% | 12.04 | 0.375 | Leviton | Ivory 20A 120V Combo SP Sw & Recpt | E
5335 | Wiring Devices and Plates | 10.47 | 15% | 12.04 | 0.375 | Leviton | Brown 20A 120V Combo SP Sw & Recpt | E
5334-I | Wiring Devices and Plates | 8.44 | 15% | 9.71 | 0.375 | Leviton | Ivory 20A 277V Combo SP Sw & SP Sw | E
5334 | Wiring Devices and Plates | 8.44 | 15% | 9.71 | 0.375 | Leviton | Brown 20A 277V Combo SP Sw & SP Sw | E
5328-W | Wiring Devices and Plates | 0.44 | 15% | 0.51 | 0.25 | Leviton | Dup Wht 15A Quickwire Decora Recpt | E
5328-I | Wiring Devices and Plates | 1.08 | 15% | 1.24 | 0.25 | Leviton | Dup Ivy 15A Quickwire Decora Recpt | E
5325-W | Wiring Devices and Plates | 1.27 | 15% | 1.46 | 0.25 | Leviton | Dup Wht 15A Resdntl Decora Recpt | E
5325-SW | Wiring Devices and Plates | 2.03 | 15% | 2.33 | 0.25 | Leviton | Dup Wh 15A Resdntl S/G Decora Recp | E
5325-SI | Wiring Devices and Plates | 2.03 | 15% | 2.33 | 0.25 | Leviton | Dup Ivy 15A Resdntl S/G Decora Recp | E
5325-S | Wiring Devices and Plates | 2.03 | 15% | 2.33 | 0.25 | Leviton | Dup Mhg 15A Resdntl S/G Decora Recp | E
5325-I | Wiring Devices and Plates | 1.27 | 15% | 1.46 | 0.25 | Leviton | Dup Ivy 15A Resdntl Decora Recpt | E
5325-GY | Wiring Devices and Plates | 1.27 | 15% | 1.46 | 0.25 | Leviton | Dup Gry 15A Resdntl Decora Recpt | E
5325-E | Wiring Devices and Plates | 1.27 | 15% | 1.46 | 0.25 | Leviton | Dup Blk 15A Resdntl Decora Recpt | E
5325-A | Wiring Devices and Plates | 1.67 | 15% | 1.92 | 0.25 | Leviton | Dup Alm 15A Resdntl Decora Recpt | E
5325 | Wiring Devices and Plates | 1.27 | 15% | 1.46 | 0.25 | Leviton | Dup Mhg 15A Resdntl Decora Recpt | E
5320-WCP | Wiring Devices and Plates | 0.5 | 15% | 0.58 | 0.25 | Leviton | White 15A Side Wired Resdntl Recpt | E
5320-SW | Wiring Devices and Plates | 0.87 | 15% | 1 | 0.25 | Leviton | White 15A Self Ground Resdntl Recpt | E
5320-SI | Wiring Devices and Plates | 0.87 | 15% | 1 | 0.25 | Leviton | Ivory 15A Self Ground Resdntl Recpt | E
5320-S | Wiring Devices and Plates | 0.87 | 15% | 1 | 0.25 | Leviton | Brown 15A Self Ground Resdntl Recpt | E
5320-ICP | Wiring Devices and Plates | 0.5 | 15% | 0.58 | 0.25 | Leviton | Ivory 15A Side Wired Resdntl Recpt | E
5303 | Wiring Devices and Plates | 15.5 | 15% | 17.83 | 0.25 | Arrow Hart | Duplex 15A 277V Spec Box Cvr Recpt | E
5302I | Wiring Devices and Plates | 11.65 | 15% | 13.4 | 0.25 | Arrow Hart | Duplex Ivy 15A 277V Spec Recpt | E
52CM-69C | Wiring Devices and Plates | 8.27 | 15% | 9.51 | 0.5 | Leviton | 15A 125V Corrosion Connector | E
52CM-66C | Wiring Devices and Plates | 4.53 | 15% | 5.21 | 0.5 | Leviton | 15A 125V Corrosion Plug | E
52CM62BN | Wiring Devices and Plates | 10.9 | 15% | 12.54 | 0.25 | Hubbell | Duplex Brn 15A 125V Corrosion Recpt | E
5299-W | Wiring Devices and Plates | 11.02 | 15% | 12.67 | 0.25 | Leviton | White Combo 15A SP Sw & 20A GFI | E
5299-I | Wiring Devices and Plates | 11.02 | 15% | 12.67 | 0.25 | Leviton | Ivory Combo 15A SP Sw & 20A GFI | E
5299 | Wiring Devices and Plates | 10.69 | 15% | 12.29 | 0.25 | Leviton | Brown Combo 15A SP Sw & 20A GFI | E
5296-BK | Wiring Devices and Plates | 3.75 | 15% | 4.31 | 0.5 | Pass & Seymour | 15A 125V Dead Front Connector | E
5292W | Wiring Devices and Plates | 12.26 | 15% | 14.1 | 0.25 | Arrow Hart | Duplex Wht 15A 125/250V Spec Recpt | E
5292-I | Wiring Devices and Plates | 8.9 | 15% | 10.24 | 0.25 | Leviton | Duplex Ivy 20A 125/250V Spec Recpt | E
5292GRY | Wiring Devices and Plates | 12.26 | 15% | 14.1 | 0.25 | Arrow Hart | Duplex Gry 15A 125/250V Spec Recpt | E
5292 | Wiring Devices and Plates | 8.9 | 15% | 10.24 | 0.25 | Leviton | Duplex Brn 20A 125/250V Spec Recpt | E
5290-I | Wiring Devices and Plates | 6.4 | 15% | 7.36 | 0.25 | Pass & Seymour | Ivy 15A 125/250V S/Grnd Spec Recpt | E
5290 | Wiring Devices and Plates | 6.4 | 15% | 7.36 | 0.25 | Pass & Seymour | Brn 15A 125/250V S/Grnd Spec Recpt | E
5280-W | Wiring Devices and Plates | 21.34 | 15% | 24.54 | 0.25 | Leviton | Duplex Wht 15A Spec Surge Recpt | E
5280-IGW | Wiring Devices and Plates | 23.49 | 15% | 27.01 | 0.25 | Leviton | Duplex Wht 15A Spec IG Surge Recpt | E
5280-IGI | Wiring Devices and Plates | 23.49 | 15% | 27.01 | 0.25 | Leviton | Duplex Ivy 15A Spec IG Surge Recpt | E
5280-IGG | Wiring Devices and Plates | 23.49 | 15% | 27.01 | 0.25 | Leviton | Duplex Gry 15A Spec IG Surge Recpt | E
5280-IGB | Wiring Devices and Plates | 23.49 | 15% | 27.01 | 0.25 | Leviton | Duplex Brn 15A Spec IG Surge Recpt | E
5280-I | Wiring Devices and Plates | 21.34 | 15% | 24.54 | 0.25 | Leviton | Duplex Ivy 15A Spec Surge Recpt | E
5280-GY | Wiring Devices and Plates | 21.34 | 15% | 24.54 | 0.25 | Leviton | Duplex Gry 15A Spec Surge Recpt | E
5280 | Wiring Devices and Plates | 21.34 | 15% | 24.54 | 0.25 | Leviton | Duplex Brn 15A Spec Surge Recpt | E
5279-C | Wiring Devices and Plates | 12.04 | 15% | 13.85 | 0.5 | Leviton | Back Wire 15A 125V Flange Connector | E
5278-C | Wiring Devices and Plates | 5.76 | 15% | 6.62 | 0.5 | Leviton | Back Wired 15A 125V Flanged Inlet | E
5276-BK | Wiring Devices and Plates | 3.08 | 15% | 3.54 | 0.5 | Pass & Seymour | 15A 125V Dead Front Plug | E
5269-N | Wiring Devices and Plates | 5.84 | 15% | 6.72 | 0.5 | Leviton | 15A 125V White Shell Connector | E
5269-CY | Wiring Devices and Plates | 5.07 | 15% | 5.83 | 0.5 | Leviton | 15A 125V Yellow Elastomer Connector | E
5269-CG | Wiring Devices and Plates | 5.07 | 15% | 5.83 | 0.5 | Leviton | 15A 125V Gray Valise Connector | E
5269-CA | Wiring Devices and Plates | 14.02 | 15% | 16.12 | 0.5 | Leviton | 15A 125V Black Angle Connector | E
5269-C | Wiring Devices and Plates | 4.77 | 15% | 5.49 | 0.5 | Leviton | 15A 125V Black & White Connector | E
5266-Y | Wiring Devices and Plates | 2.36 | 15% | 2.71 | 0.5 | Leviton | 15A 125V Yellow Valise Plug | E
5266-N | Wiring Devices and Plates | 4.36 | 15% | 5.01 | 0.5 | Leviton | 15A 125V White Shell Plug | E
5266-CY | Wiring Devices and Plates | 4.11 | 15% | 4.73 | 0.5 | Leviton | 15A 125V Yellow Elastomer Plug | E
5266-CO | Wiring Devices and Plates | 4.11 | 15% | 4.73 | 0.5 | Leviton | 15A 125V I.G. Orange Plug | E
5266-CG | Wiring Devices and Plates | 4.11 | 15% | 4.73 | 0.5 | Leviton | 15A 125V Gray Valise Plug | E
5266-CA | Wiring Devices and Plates | 7.17 | 15% | 8.25 | 0.5 | Leviton | 15A 125V Black Angle Plug | E
5266-C | Wiring Devices and Plates | 3.73 | 15% | 4.29 | 0.5 | Leviton | 15A 125V Black & White Plug | E
5262-W | Wiring Devices and Plates | 3.91 | 15% | 4.5 | 0.25 | Leviton | Duplex Wht 15A 125V Spec Recpt | E
5262-SGW | Wiring Devices and Plates | 8.11 | 15% | 9.33 | 0.25 | Leviton | Duplex Wht 15A 125V Tamper Recpt | E
5262-SGR | Wiring Devices and Plates | 8.11 | 15% | 9.33 | 0.25 | Leviton | Duplex Red 15A 125V Tamper Recpt | E
5262-SGI | Wiring Devices and Plates | 8.11 | 15% | 9.33 | 0.25 | Leviton | Duplex Ivy 15A 125V Tamper Recpt | E
5262-SGG | Wiring Devices and Plates | 8.11 | 15% | 9.33 | 0.25 | Leviton | Duplex Gry 15A 125V Tamper Recpt | E
5262-SG | Wiring Devices and Plates | 8.11 | 15% | 9.33 | 0.25 | Leviton | Duplex Brn 15A 125V Tamper Recpt | E
5262-R | Wiring Devices and Plates | 3.91 | 15% | 4.5 | 0.25 | Leviton | Duplex Red 15A 125V Spec Recpt | E
5262-IGW | Wiring Devices and Plates | 3.62 | 15% | 4.16 | 0.25 | Leviton | Duplex Wht 15A 125V Spec I.G. Recpt | E
5262-IGR | Wiring Devices and Plates | 3.62 | 15% | 4.16 | 0.25 | Leviton | Duplex Red 15A 125V Spec I.G. Recpt | E
5262-IGI | Wiring Devices and Plates | 3.62 | 15% | 4.16 | 0.25 | Leviton | Duplex Ivy 15A 125V Spec I.G. Recpt | E
5262-IGG | Wiring Devices and Plates | 3.62 | 15% | 4.16 | 0.25 | Leviton | Duplex Gry 15A 125V Spec I.G. Recpt | E
5262-IGB | Wiring Devices and Plates | 3.62 | 15% | 4.16 | 0.25 | Leviton | Duplex Brn 15A 125V Spec I.G. Recpt | E
5262-IG | Wiring Devices and Plates | 3.62 | 15% | 4.16 | 0.25 | Leviton | Duplex Org 15A 125V Spec I.G. Recpt | E
5262-I | Wiring Devices and Plates | 3.91 | 15% | 4.5 | 0.25 | Leviton | Duplex Ivy 15A 125V Spec Recpt | E
5262-HLW | Wiring Devices and Plates | 9.6 | 15% | 11.04 | 0.25 | Leviton | Ivory 15A 125V Illum Hospital Recpt | E
5262-HLR | Wiring Devices and Plates | 12.94 | 15% | 14.88 | 0.25 | Leviton | Dup Red 15A 125V Illum Hosp Recpt | E
5262-HLI | Wiring Devices and Plates | 8.26 | 15% | 9.5 | 0.25 | Leviton | Dup Wht 15A 125V Illum Hosp Recpt | E
5262-E | Wiring Devices and Plates | 3.91 | 15% | 4.5 | 0.25 | Leviton | Duplex Blk 15A 125V Spec Recpt | E
5262CRGRY | Wiring Devices and Plates | 10.44 | 15% | 12.01 | 0.25 | Arrow Hart | Duplex Gry 15A 125V Corrosion Recpt | E
5262-2PT | Wiring Devices and Plates | 4.92 | 15% | 5.66 | 0.25 | Leviton | LA Dbl Controlled 15A TR Recpt | E
5262-2PR | Wiring Devices and Plates | 6.1 | 15% | 7.02 | 0.25 | Leviton | Red Dbl Controlled 15A TR Recpt | E
5262-2PI | Wiring Devices and Plates | 4.92 | 15% | 5.66 | 0.25 | Leviton | Ivy Dbl Controlled 15A TR Recpt | E
5262-2PG | Wiring Devices and Plates | 4.92 | 15% | 5.66 | 0.25 | Leviton | Gry Dbl Controlled 15A TR Recpt | E
5262-2PE | Wiring Devices and Plates | 4.92 | 15% | 5.66 | 0.25 | Leviton | Blk Dbl Controlled 15A TR Recpt | E
5262-2PB | Wiring Devices and Plates | 4.92 | 15% | 5.66 | 0.25 | Leviton | Blue Dbl Controlled 15A TR Recpt | E
5262-2P | Wiring Devices and Plates | 4.92 | 15% | 5.66 | 0.25 | Leviton | Brn Dbl Controlled 15A TR Recpt | E
5262-1PW | Wiring Devices and Plates | 4.92 | 15% | 5.66 | 0.25 | Leviton | Wht Sgl Controlled 15A TR Recpt | E
5262-1PT | Wiring Devices and Plates | 4.92 | 15% | 5.66 | 0.25 | Leviton | LA Sgl Controlled 15A TR Recpt | E
5262-1PR | Wiring Devices and Plates | 4.92 | 15% | 5.66 | 0.25 | Leviton | Red Sgl Controlled 15A TR Recpt | E
5262-1PI | Wiring Devices and Plates | 4.92 | 15% | 5.66 | 0.3125 | Leviton | Ivy Sgl Controlled 15A TR Recpt | E
5262-1PG | Wiring Devices and Plates | 4.92 | 15% | 5.66 | 0.25 | Leviton | Gry Sgl Controlled 15A TR Recpt | E
5262-1PE | Wiring Devices and Plates | 4.92 | 15% | 5.66 | 0.25 | Leviton | Blk Sgl Controlled 15A TR Recpt | E
5262-1PB | Wiring Devices and Plates | 4.92 | 15% | 5.66 | 0.25 | Leviton | Blue Sgl Controlled 15A TR Recpt | E
5262-1P | Wiring Devices and Plates | 4.92 | 15% | 5.66 | 0.25 | Leviton | Brn Sgl Controlled 15A TR Recpt | E
5262 | Wiring Devices and Plates | 3.91 | 15% | 4.5 | 0.25 | Leviton | Duplex Brn 15A 125V Spec Recpt | E
5261-W | Wiring Devices and Plates | 2.95 | 15% | 3.39 | 0.25 | Pass & Seymour | Single Wht 15A 125V Spec Recpt | E
5261W | Wiring Devices and Plates | 7.42 | 15% | 8.53 | 0.25 | Arrow Hart | Single Wht 15A 125V Spec Recpt | E
5261-RED | Wiring Devices and Plates | 2.95 | 15% | 3.39 | 0.25 | Pass & Seymour | Single Red 15A 125V Spec Recpt | E
5261RED | Wiring Devices and Plates | 7.42 | 15% | 8.53 | 0.25 | Arrow Hart | Single Red 15A 125V Spec Recpt | E
5261-IG | Wiring Devices and Plates | 10.41 | 15% | 11.97 | 0.25 | Leviton | Single Org 15A 125V Spec I.G. Recpt | E
5261-I | Wiring Devices and Plates | 2.37 | 15% | 2.73 | 0.25 | Leviton | Single Ivy 15A 125V Spec Recpt | E
5261-GRY | Wiring Devices and Plates | 2.95 | 15% | 3.39 | 0.25 | Pass & Seymour | Single Gry 15A 125V Spec Recpt | E
5261CRGRY | Wiring Devices and Plates | 9.8 | 15% | 11.27 | 0.25 | Arrow Hart | Single Gry 15A 125V Corrosion Recpt | E
5261-CH | Wiring Devices and Plates | 17.48 | 15% | 20.1 | 0.25 | Leviton | Brown 15A Spec Clock Hanger Recpt | E
5261BL | Wiring Devices and Plates | 7.42 | 15% | 8.53 | 0.25 | Arrow Hart | Single Blk 15A 125V Spec Recpt | E
5261-BK | Wiring Devices and Plates | 2.95 | 15% | 3.39 | 0.25 | Pass & Seymour | Single Blk 15A 125V Spec Recpt | E
5261 | Wiring Devices and Plates | 2.37 | 15% | 2.73 | 0.25 | Leviton | Single Brn 15A 125V Spec Recpt | E
5256 | Wiring Devices and Plates | 8.06 | 15% | 9.27 | 0.25 | Arrow Hart | Single 15A 125V Stnd Box Cvr Recpt | E
5252-W | Wiring Devices and Plates | 3.75 | 15% | 4.31 | 0.25 | Leviton | Duplex Wht 15A 125V Spec Recpt | E
5252-R | Wiring Devices and Plates | 3.75 | 15% | 4.31 | 0.25 | Leviton | Duplex Red 15A 125V Spec Recpt | E
5252-I | Wiring Devices and Plates | 3.75 | 15% | 4.31 | 0.25 | Leviton | Duplex Ivy 15A 125V Spec Recpt | E
5252-GY | Wiring Devices and Plates | 3.75 | 15% | 4.31 | 0.25 | Leviton | Duplex Gry 15A 125V Spec Recpt | E
5252-E | Wiring Devices and Plates | 3.75 | 15% | 4.31 | 0.25 | Leviton | Duplex Blk 15A 125V Spec Recpt | E
5252 | Wiring Devices and Plates | 3.75 | 15% | 4.31 | 0.25 | Leviton | Duplex Brn 15A 125V Spec Recpt | E
5251-W | Wiring Devices and Plates | 3.37 | 15% | 3.88 | 0.25 | Pass & Seymour | Sgl Wht 15A 125V Commercial Recpt | E
5251-I | Wiring Devices and Plates | 3.37 | 15% | 3.88 | 0.25 | Leviton | Single Ivy 15A 125V Stnd Recpt | E
5251 | Wiring Devices and Plates | 3.37 | 15% | 3.88 | 0.25 | Leviton | Single Brn 15A 125V Stnd Recpt | E
5250HGGRYS | Wiring Devices and Plates | 35.34 | 15% | 40.64 | 0.25 | Arrow Hart | Duplex Gry 15A Hospital Surge Recpt | E
5248-WCP | Wiring Devices and Plates | 0.45 | 15% | 0.52 | 0.25 | Leviton | White 15A Push-In Resdntl Recpt | E
5248-ICP | Wiring Devices and Plates | 0.45 | 15% | 0.52 | 0.25 | Leviton | Ivory 15A Push-In Resdntl Recpt | E
5248-CP | Wiring Devices and Plates | 0.45 | 15% | 0.52 | 0.25 | Leviton | Brown 15A Push-In Resdntl Recpt | E
5248-4W | Wiring Devices and Plates | 0.27 | 15% | 0.31 | 0.25 | Leviton | White 15A Resdntl Recpt no Ears | E
5248-4I | Wiring Devices and Plates | 0.48 | 15% | 0.55 | 0.25 | Leviton | Ivory 15A Resdntl Recpt no Ears | E
5248-4 | Wiring Devices and Plates | 0.48 | 15% | 0.55 | 0.25 | Leviton | Brown 15A Resdntl Recpt no Ears | E
5245-W | Wiring Devices and Plates | 14.02 | 15% | 16.12 | 0.3125 | Leviton | White 15A 120V Combo 3W Sw & Recpt | E
5245-I | Wiring Devices and Plates | 14.02 | 15% | 16.12 | 0.3125 | Leviton | Ivory 15A 120V Combo 3W Sw & Recpt | E
5245 | Wiring Devices and Plates | 14.02 | 15% | 16.12 | 0.3125 | Leviton | Brown 15A 120V Combo 3W Sw & Recpt | E
5244 | Wiring Devices and Plates | 4.17 | 15% | 4.8 | 0.25 | Arrow Hart | Duplex 15A 125V Stnd Box Cvr Recpt | E
5243-W | Wiring Devices and Plates | 10.18 | 15% | 11.71 | 0.625 | Leviton | White 15A 120V Combo 3W Sw & 3W Sw | E
5243-I | Wiring Devices and Plates | 10.18 | 15% | 11.71 | 0.625 | Leviton | Ivory 15A 120V Combo 3W Sw & 3W Sw | E
5243 | Wiring Devices and Plates | 10.18 | 15% | 11.71 | 0.625 | Leviton | Brown 15A 120V Combo 3W Sw & 3W Sw | E
5242-W | Wiring Devices and Plates | 2.97 | 15% | 3.42 | 0.25 | Leviton | Duplex Wht 15A 125V Stnd Recpt | E
5242-R | Wiring Devices and Plates | 2.97 | 15% | 3.42 | 0.25 | Leviton | Duplex Red 15A 125V Spec Recpt | E
5242-I | Wiring Devices and Plates | 2.97 | 15% | 3.42 | 0.25 | Leviton | Duplex Ivy 15A 125V Stnd Recpt | E
5242-GY | Wiring Devices and Plates | 2.97 | 15% | 3.42 | 0.25 | Leviton | Duplex Gry 15A 125V Stnd Recpt | E
5242 | Wiring Devices and Plates | 2.97 | 15% | 3.42 | 0.25 | Leviton | Duplex Brn 15A 125V Stnd Recpt | E
5241-W | Wiring Devices and Plates | 4.63 | 15% | 5.32 | 0.5 | Leviton | White 15A 120V Combo SP Sw & 3W Sw | E
5241-I | Wiring Devices and Plates | 7.58 | 15% | 8.72 | 0.5 | Leviton | Ivory 15A 120V Combo SP Sw & 3W Sw | E
5241 | Wiring Devices and Plates | 7.58 | 15% | 8.72 | 0.5 | Leviton | Brown 15A 120V Combo SP Sw & 3W Sw | E
5233 | Wiring Devices and Plates | 18.94 | 15% | 21.78 | 0.25 | Hubbell | Brass 15A Clock Recpt | E
5226-W | Wiring Devices and Plates | 5.26 | 15% | 6.05 | 0.25 | Leviton | White 15A 120V Combo SP Sw & Pilot | E
5226-I | Wiring Devices and Plates | 5.26 | 15% | 6.05 | 0.25 | Leviton | Ivory 15A 120V Combo SP Sw & Pilot | E
5226 | Wiring Devices and Plates | 5.26 | 15% | 6.05 | 0.25 | Leviton | Brown 15A 120V Combo SP Sw & Pilot | E
5225-I | Wiring Devices and Plates | 8.78 | 15% | 10.1 | 0.25 | Leviton | Ivory 15A 120V Combo SP Sw & Recpt | E
5225 | Wiring Devices and Plates | 8.78 | 15% | 10.1 | 0.25 | Leviton | Brown 15A 120V Combo SP Sw & Recpt | E
5224-I1 | Wiring Devices and Plates | 3.3 | 15% | 3.8 | 0.375 | Leviton | Ivory 15A 120V Combo SP Sw & SP Sw | E
5207 | Wiring Devices and Plates | 4.48 | 15% | 5.15 | 0.4375 | Leviton | Flush 30A 125/250V 3p3w Recpt | E
5206 | Wiring Devices and Plates | 4.9 | 15% | 5.64 | 0.4375 | Leviton | Flush 50A 125/250V 3p3w Recpt | E
5192W | Wiring Devices and Plates | 12.06 | 15% | 13.87 | 0.25 | Arrow Hart | Duplex Wht 20A 125/250V Spec Recpt | E
5192BL | Wiring Devices and Plates | 12.06 | 15% | 13.87 | 0.25 | Arrow Hart | Duplex Blk 20A 125/250V Spec Recpt | E
5059 | Wiring Devices and Plates | 4.11 | 15% | 4.73 | 0.3125 | Leviton | Sgl 15A 125V Stnd Box Cover Recpt | E
5054 | Wiring Devices and Plates | 4.91 | 15% | 5.65 | 0.4375 | Leviton | Surface 30A 125/250V 3p3w Recpt | E
5050 | Wiring Devices and Plates | 4.91 | 15% | 5.65 | 0.4375 | Leviton | Surface 50A 125/250V 3p3w Recpt | E
5040-I | Wiring Devices and Plates | 4.91 | 15% | 5.65 | 0.25 | Leviton | Ivory 15A 125V Stnd Recpt w/Pigtail | E
5032-I | Wiring Devices and Plates | 5.6 | 15% | 6.44 | 0.25 | Leviton | Ivy 20A 125/250V Non-Grd Spec Recpt | E
5032 | Wiring Devices and Plates | 5.6 | 15% | 6.44 | 0.25 | Leviton | Brn 20A 125/250V Non-Grd Spec Recpt | E
5031-I | Wiring Devices and Plates | 5.18 | 15% | 5.96 | 0.25 | Leviton | Duplex Ivy 15A 125/250V Stnd Recpt | E
5031 | Wiring Devices and Plates | 5.18 | 15% | 5.96 | 0.25 | Leviton | Duplex Brn 15A 125/250V Stnd Recpt | E
5029-I | Wiring Devices and Plates | 2.46 | 15% | 2.83 | 0.25 | Leviton | Single Ivy 15A 250V Stnd Recpt | E
5029 | Wiring Devices and Plates | 2.46 | 15% | 2.83 | 0.25 | Leviton | Single Brn 15A 250V Stnd Recpt | E
5028-I | Wiring Devices and Plates | 3.18 | 15% | 3.66 | 0.25 | Leviton | Duplex Ivy 15A 250V Stnd Recpt | E
5015-W | Wiring Devices and Plates | 1.84 | 15% | 2.12 | 0.25 | Leviton | Single Wht 15A 125V Stnd Recpt | E
5015-I | Wiring Devices and Plates | 1.84 | 15% | 2.12 | 0.25 | Leviton | Single Ivy 15A 125V Stnd Recpt | E
5015 | Wiring Devices and Plates | 1.84 | 15% | 2.12 | 0.25 | Leviton | Single Brn 15A 125V Stnd Recpt | E
5000-I | Wiring Devices and Plates | 5.94 | 15% | 6.83 | 0.25 | Leviton | T-Slot 15A Side Wired Resdntl Recpt | E
4998-GY | Wiring Devices and Plates | 3.4 | 15% | 3.91 | 0.125 | Leviton | GFI WP Vertical Plastic Cover | E
4996-GY | Wiring Devices and Plates | 6.04 | 15% | 6.95 | 0.125 | Leviton | GFI WP Horz Plastic Cover | E
4986-GY | Wiring Devices and Plates | 4.02 | 15% | 4.62 | 0.125 | Leviton | Oversize Dup WP Horz Plastic Cover | E
4980-GY | Wiring Devices and Plates | 4.26 | 15% | 4.9 | 0.125 | Leviton | 20A TwLk WP Vertical Plastic Cover | E
4979-GY | Wiring Devices and Plates | 2.32 | 15% | 2.67 | 0.125 | Leviton | Sgl Recp WP Vertical Plastic Cover | E
4978-GY | Wiring Devices and Plates | 2.32 | 15% | 2.67 | 0.125 | Leviton | Dup Recp WP Vertical Plastic Cover | E
4976-GY | Wiring Devices and Plates | 2.32 | 15% | 2.67 | 0.125 | Leviton | Dup Recp WP Horz Plastic Cover | E
4936 | Wiring Devices and Plates | 3.76 | 15% | 4.32 | 0.1 | Leviton | 1G 2.145 Recp Brass Plate | E
47CM-79C | Wiring Devices and Plates | 13.3 | 15% | 15.3 | 0.5 | Leviton | Corrosion 15A-2p3w 277V TwLk Conn | E
47CM-70C | Wiring Devices and Plates | 7.84 | 15% | 9.02 | 0.5 | Leviton | Corrosion 15A-2p3w 277V TwLk Plug | E
47CM-29C | Wiring Devices and Plates | 13.96 | 15% | 16.05 | 0.5 | Leviton | Corrision 15A-2p3W 125V TwLk Conn | E
47CM-20C | Wiring Devices and Plates | 8.12 | 15% | 9.34 | 0.5 | Leviton | Corrision 15A-2p3w 125V Plug | E
47CM-10 | Wiring Devices and Plates | 10.28 | 15% | 11.82 | 0.25 | Leviton | Corrision 15A-2p3w 125V TwLk Recp | E
4786-C | Wiring Devices and Plates | 8.27 | 15% | 9.51 | 0.25 | Leviton | Nylon 15A-2p3w 277V TwLk Inlet | E
4785-C | Wiring Devices and Plates | 11.94 | 15% | 13.73 | 0.25 | Leviton | Nylon 15A-2p3w 277V TwLk Outlet | E
4779-CY | Wiring Devices and Plates | 8.07 | 15% | 9.28 | 0.5 | Leviton | Yellow 15A-2p3w 277V TwLk Connector | E
4779-C | Wiring Devices and Plates | 7.35 | 15% | 8.45 | 0.5 | Leviton | 15A-2p3w 277V TwLk Connector | E
4770-CY | Wiring Devices and Plates | 7.06 | 15% | 8.12 | 0.5 | Leviton | Yellow 15A-2p3w 277V TwLk Plug | E
4770-CA | Wiring Devices and Plates | 8.75 | 15% | 10.06 | 0.5 | Leviton | Angle 15A-2p3w 277V TwLk Plug | E
4770-C | Wiring Devices and Plates | 6.69 | 15% | 7.69 | 0.5 | Leviton | 15A-2p3w 277V TwLk Plug | E
4760-I | Wiring Devices and Plates | 17.96 | 15% | 20.65 | 0.3125 | Leviton | Single I.G. 15A-2p3w 277V TwLk Recp | E
4760 | Wiring Devices and Plates | 3.27 | 15% | 3.76 | 0.25 | Leviton | Single 15A-2p3w 277V TwLk Recp | E
4751 | Wiring Devices and Plates | 26.01 | 15% | 29.91 | 0.375 | Arrow Hart | Dup 15A-2p3w 277V Box Cvr TwLk Recp | E
4750-IG | Wiring Devices and Plates | 16.99 | 15% | 19.54 | 0.3125 | Leviton | Duplex I.G. 15A-2p3w 277V TwLk Recp | E
4750 | Wiring Devices and Plates | 8.14 | 15% | 9.36 | 0.25 | Leviton | Duplex 15A-2p3w 277V TwLk Recp | E
4729CY | Wiring Devices and Plates | 9.17 | 15% | 10.55 | 0.5 | Hubbell | Yellow 15A-2p3w 125V TwLk Connector | E
4729-C | Wiring Devices and Plates | 6.12 | 15% | 7.04 | 0.5 | Leviton | 15A-2p3w 125V TwLk Connector | E
4720-CY | Wiring Devices and Plates | 7.14 | 15% | 8.21 | 0.5 | Leviton | Yellow 15A-2p3w 125V TwLk Plug | E
4720-CA | Wiring Devices and Plates | 7.48 | 15% | 8.6 | 0.5 | Leviton | Angle 15A-2p3w 125V TwLk Plug | E
4720-C | Wiring Devices and Plates | 4.5 | 15% | 5.18 | 0.5 | Leviton | 15A-2p3w 125V TwLk Plug | E
4716-C | Wiring Devices and Plates | 5.87 | 15% | 6.75 | 0.25 | Leviton | Nylon 15A-2p3w 125V TwLk Inlet | E
4715-C | Wiring Devices and Plates | 7.35 | 15% | 8.45 | 0.25 | Leviton | Nylon 15A-2p3w 125V TwLk Outlet | E
4710-ISP | Wiring Devices and Plates | 26.41 | 15% | 30.37 | 0.25 | Pass & Seymour | Ivy Surge 15A-2p3w 125V TwLk Recp | E
4710-IG | Wiring Devices and Plates | 16.27 | 15% | 18.71 | 0.3125 | Leviton | Single I.G. 15A-2p3w 125V TwLk Recp | E
4710-GRYSP | Wiring Devices and Plates | 29.89 | 15% | 34.37 | 0.25 | Pass & Seymour | Gry Surge 15A-2p3w 125V TwLk Recp | E
4710 | Wiring Devices and Plates | 5.09 | 15% | 5.85 | 0.25 | Leviton | Single 15A-2p3w 125V TwLk Recp | E
4700-ISP | Wiring Devices and Plates | 27.58 | 15% | 31.72 | 0.25 | Pass & Seymour | Ivy Surge 15A-2p3w 125V TwLk Recp | E
4700-IG | Wiring Devices and Plates | 16.68 | 15% | 19.18 | 0.3125 | Leviton | Duplex I.G. 15A-2p3w 125V TwLk Recp | E
4700-GRYSP | Wiring Devices and Plates | 27.58 | 15% | 31.72 | 0.25 | Pass & Seymour | Gry Surge 15A-2p3w 125V TwLk Recp | E
4700 | Wiring Devices and Plates | 9.43 | 15% | 10.84 | 0.25 | Leviton | Dup Brown 15A-2p3w 125V TwLk Recp | E
45CM-79C | Wiring Devices and Plates | 11.68 | 15% | 13.43 | 0.5 | Leviton | Corrosion 15A-2p3w 250V TwLk Conn | E
45CM-70C | Wiring Devices and Plates | 11.68 | 15% | 13.43 | 0.5 | Leviton | Corrosion 15A-2p3w 250V TwLk Plug | E
4586-C | Wiring Devices and Plates | 8.26 | 15% | 9.5 | 0.25 | Leviton | Nylon 15A-2p3w 250V TwLk Inlet | E
4585-C | Wiring Devices and Plates | 11.36 | 15% | 13.06 | 0.25 | Leviton | Nylon 15A-2p3w 250V TwLk Outlet | E
4579-CY | Wiring Devices and Plates | 13.06 | 15% | 15.02 | 0.5 | Leviton | Yellow 15A-2p3w 250V TwLk Connector | E
4579-C | Wiring Devices and Plates | 7.68 | 15% | 8.83 | 0.5 | Leviton | 15A-2p3w 250V TwLk Connector | E
4570-CY | Wiring Devices and Plates | 7.72 | 15% | 8.88 | 0.5 | Leviton | Yellow 15A-2p3w 250V TwLk Plug | E
4570-CA | Wiring Devices and Plates | 8.23 | 15% | 9.46 | 0.5 | Leviton | Angle 15A-2p3w 250V TwLk Plug | E
4570-C | Wiring Devices and Plates | 4.6 | 15% | 5.29 | 0.5 | Leviton | 15A-2p3w 250V TwLk Plug | E
4560-IG | Wiring Devices and Plates | 16.33 | 15% | 18.78 | 0.3125 | Leviton | Single I.G. 15A-2p3w 250V TwLk Recp | E
4560 | Wiring Devices and Plates | 6.42 | 15% | 7.38 | 0.25 | Leviton | Single 15A-2p3w 250V TwLk Recp | E
4550-IG | Wiring Devices and Plates | 16.57 | 15% | 19.06 | 0.3125 | Leviton | Duplex I.G. 15A-2p3w 250V TwLk Recp | E
4550 | Wiring Devices and Plates | 7.4 | 15% | 8.51 | 0.25 | Leviton | Duplex 15A-2p3w 250V TwLk Recp | E
4030 | Wiring Devices and Plates | 9.36 | 15% | 10.76 | 0.25 | Arrow Hart | ON When CLOSED Door Switch | E
3994I | Wiring Devices and Plates | 23.01 | 15% | 26.46 | 0.3125 | Arrow Hart | 4W Ivy 30A Back Wired Spec Switch | E
3994 | Wiring Devices and Plates | 23.01 | 15% | 26.46 | 0.3125 | Arrow Hart | 4W Brn 30A Back Wired Spec Switch | E
3863-C | Wiring Devices and Plates | 3.9 | 15% | 4.49 | 0.1 | Pass & Seymour | 2G 2-3/8 Recp Chrome Line Plate | E
3862-C | Wiring Devices and Plates | 2.57 | 15% | 2.96 | 0.1 | Pass & Seymour | 2G 2-1/8 Recp Chrome Line Plate | E
384-I | Wiring Devices and Plates | 1.37 | 15% | 1.58 | 0.1 | Pass & Seymour | 1G 2-1/8 Recp Smooth Pls Ivy Plate | E
384 | Wiring Devices and Plates | 1.36 | 15% | 1.56 | 0.1 | Pass & Seymour | 1G 2-1/8 Recp Smooth Pls Brn Plate | E
3795 | Wiring Devices and Plates | 4.2 | 15% | 4.83 | 0.125 | Pass & Seymour | 2.13" Recp Vert Clear Poly WP Cover | E
3780-SCWH | Wiring Devices and Plates | 2.61 | 15% | 3 | 0.125 | Pass & Seymour | White Plastic WP Dup Recp Cover | E
3780-SCCW | Wiring Devices and Plates | 2.2 | 15% | 2.53 | 0.125 | Pass & Seymour | Ivory Plastic WP Dup Recp Cover | E
3780-SCBG | Wiring Devices and Plates | 2.2 | 15% | 2.53 | 0.125 | Pass & Seymour | Beige Plastic WP Dup Recp Cover | E
3771 | Wiring Devices and Plates | 50.81 | 15% | 58.43 | 0.25 | Leviton | Single 50A-2p3w 600V TwLk Recp | E
3769 | Wiring Devices and Plates | 48.45 | 15% | 55.72 | 0.3125 | Leviton | Single 50A-3p4w 600V TwLk Recp | E
3765-C | Wiring Devices and Plates | 49.15 | 15% | 56.52 | 0.5 | Leviton | 50A-3p4w 600V TwLk Plug | E
3764-C | Wiring Devices and Plates | 57.91 | 15% | 66.6 | 0.5 | Leviton | 50A-3p4w 600V TwLk Connector | E
3763-C | Wiring Devices and Plates | 46.81 | 15% | 53.83 | 0.5 | Leviton | 50A-2p3w 600V TwLk Plug | E
3763 | Wiring Devices and Plates | 4.89 | 15% | 5.62 | 0.3125 | Pass & Seymour | Plastic WP Vert Cover w/Receptacle | E
3762-C | Wiring Devices and Plates | 56.75 | 15% | 65.26 | 0.5 | Leviton | 50A-2p3w 600V TwLk Connector | E
3760 | Wiring Devices and Plates | 3.26 | 15% | 3.75 | 0.125 | Pass & Seymour | Sgl Recp Plastic WP Vert Cover | E
3726-SCCW | Wiring Devices and Plates | 2.79 | 15% | 3.21 | 0.125 | Pass & Seymour | White Plastic WP GFI Recp Cover | E
3726-SCBG | Wiring Devices and Plates | 2.79 | 15% | 3.21 | 0.125 | Pass & Seymour | Beige Plastic WP GFI Recp Cover | E
3726-SC | Wiring Devices and Plates | 2.79 | 15% | 3.21 | 0.125 | Pass & Seymour | Gray Plastic WP GFI Recp Cover | E
3724-FS | Wiring Devices and Plates | 3.55 | 15% | 4.08 | 0.125 | Pass & Seymour | 1.73" Recp Vert Clear Poly WP Cover | E
3723-FS | Wiring Devices and Plates | 3.74 | 15% | 4.3 | 0.125 | Pass & Seymour | GFI Recp Vert Clear Poly WP Cover | E
3723 | Wiring Devices and Plates | 3.51 | 15% | 4.04 | 0.125 | Pass & Seymour | GFI Recp Vert Clear Poly WP Cover | E
3722-FS | Wiring Devices and Plates | 3.98 | 15% | 4.58 | 0.125 | Pass & Seymour | 1.60" Recp Vert Clear Poly WP Cover | E
3720-FS | Wiring Devices and Plates | 2.28 | 15% | 2.62 | 0.125 | Pass & Seymour | Sgl Recp Vert Clear Poly WP Cover | E
3720 | Wiring Devices and Plates | 4.85 | 15% | 5.58 | 0.125 | Pass & Seymour | Sgl Recp Vert Clear Poly WP Cover | E
3710-FS | Wiring Devices and Plates | 1.79 | 15% | 2.06 | 0.125 | Pass & Seymour | Dup Recp Vert Clear Poly WP Cover | E
3710 | Wiring Devices and Plates | 3.52 | 15% | 4.05 | 0.125 | Pass & Seymour | Dup Recp Vert Clear Poly WP Cover | E
3703-FS | Wiring Devices and Plates | 4.35 | 15% | 5 | 0.125 | Pass & Seymour | GFI Recp Horz Clear Poly WP Cover | E
3703 | Wiring Devices and Plates | 4.22 | 15% | 4.85 | 0.125 | Pass & Seymour | GFI Recp Horz Clear Poly WP Cover | E
3700-FS | Wiring Devices and Plates | 4.9 | 15% | 5.64 | 0.125 | Pass & Seymour | Dup Recp Horz Clear Poly WP Cover | E
3700 | Wiring Devices and Plates | 3.99 | 15% | 4.59 | 0.125 | Pass & Seymour | Dup Recp Horz Clear Poly WP Cover | E
3393 | Wiring Devices and Plates | 5.22 | 15% | 6 | 0.125 | Pass & Seymour | WP Vert Aluminum 30A TwLk Cover | E
3232-W | Wiring Devices and Plates | 0.47 | 15% | 0.54 | 0.25 | Pass & Seymour | Duplex Wht 15A 125V Stnd Recpt | E
3232-I | Wiring Devices and Plates | 0.47 | 15% | 0.54 | 0.25 | Pass & Seymour | Duplex Ivy 15A 125V Stnd Recpt | E
3232 | Wiring Devices and Plates | 0.47 | 15% | 0.54 | 0.25 | Pass & Seymour | Duplex Brn 15A 125V Stnd Recpt | E
3032-PLR | Wiring Devices and Plates | 28.22 | 15% | 32.45 | 0.3125 | Leviton | DP Red 30A 120V Spec Pilot Light S | E
3032-PLC | Wiring Devices and Plates | 28.22 | 15% | 32.45 | 0.3125 | Leviton | DP Clr 30A 120V Spec Pilot Light Sw | E
3031-PLR | Wiring Devices and Plates | 23.13 | 15% | 26.6 | 0.1875 | Leviton | SP Red 30A 120V Spec Pilot Light Sw | E
3031-PLC | Wiring Devices and Plates | 23.13 | 15% | 26.6 | 0.1875 | Leviton | SP Clr 30A 120V Spec Pilot Light Sw | E
3031-LHI | Wiring Devices and Plates | 13.49 | 15% | 15.51 | 0.1875 | Leviton | SP Ivy 30A 120V Illum Spec Switch | E
2999I | Wiring Devices and Plates | 18.62 | 15% | 21.41 | 0.1875 | Arrow Hart | SP Ivy 20A Pilot Light Press Switch | E
2996I | Wiring Devices and Plates | 14.45 | 15% | 16.62 | 0.3125 | Arrow Hart | DP Ivy 20A Illum Spec Press Switch | E
2899I | Wiring Devices and Plates | 13.82 | 15% | 15.89 | 0.1875 | Arrow Hart | SP Ivy 15A Pilot Light Press Switch | E
2898I | Wiring Devices and Plates | 16.33 | 15% | 18.78 | 0.25 | Arrow Hart | 3W Ivy 15A Illum Spec Press Switch | E
2882 | Wiring Devices and Plates | 17.82 | 15% | 20.49 | 0.125 | Arrow Hart | Yellow Pilot Light Tap Action Plate | E
2831 | Wiring Devices and Plates | 21.59 | 15% | 24.83 | 0.625 | Leviton | 30A-4p5w 347/600V TwLk Plug | E
2830-IG | Wiring Devices and Plates | 30.79 | 15% | 35.41 | 0.5 | Leviton | I.G. 30A-4p5w 347/600V TwLk Recp | E
2830 | Wiring Devices and Plates | 28.21 | 15% | 32.44 | 0.375 | Leviton | Single 30A-4p5w 347/600V TwLk Recp | E
2821 | Wiring Devices and Plates | 20.84 | 15% | 23.97 | 0.625 | Leviton | 30A-4p5w 277/480V TwLk Plug | E
2820-IG | Wiring Devices and Plates | 30.81 | 15% | 35.43 | 0.5 | Leviton | I.G. 30A-4p5w 277/480V TwLk Recp | E
2820 | Wiring Devices and Plates | 27.17 | 15% | 31.25 | 0.375 | Leviton | Single 30A-4p5w 277/480V TwLk Recp | E
2816 | Wiring Devices and Plates | 43.84 | 15% | 50.42 | 0.625 | Leviton | 30A-4p5w 120/208V TwLk Flng Outlet | E
2815 | Wiring Devices and Plates | 22.69 | 15% | 26.09 | 0.625 | Leviton | 30A-4p5w 120/208V TwLk Flange Inlet | E
2813 | Wiring Devices and Plates | 21.23 | 15% | 24.41 | 0.625 | Leviton | 30A-4p5w 120/208V TwLk Connector | E
2811 | Wiring Devices and Plates | 17.94 | 15% | 20.63 | 0.625 | Leviton | 30A-4p5w 120/208V TwLk Plug | E
2810-IG | Wiring Devices and Plates | 30.32 | 15% | 34.87 | 0.5 | Leviton | I.G. 30A-4p5w 120/208V TwLk Recp | E
2810 | Wiring Devices and Plates | 17.54 | 15% | 20.17 | 0.375 | Leviton | Single 30A-4p5w 120/208V TwLk Recp | E
27CM-20 | Wiring Devices and Plates | 30.32 | 15% | 34.87 | 0.3125 | Leviton | Corrosion 30A-3p4w 250V TwLk Recp | E
278-IG | Wiring Devices and Plates | 29.36 | 15% | 33.76 | 0.5 | Leviton | Flush 30A 125/250V 3p4w I.G. Recpt | E
2776 | Wiring Devices and Plates | 26.68 | 15% | 30.68 | 0.5 | Leviton | 30A-4p4w 347/600V TwLk Flng Outlet | E
2775 | Wiring Devices and Plates | 23.51 | 15% | 27.04 | 0.3125 | Leviton | 30A-4p4w 347/600V TwLk Flange Inlet | E
2773 | Wiring Devices and Plates | 40.63 | 15% | 46.72 | 0.5 | Leviton | 30A-4p4w 347/600V TwLk Connector | E
2771 | Wiring Devices and Plates | 19.17 | 15% | 22.05 | 0.5 | Leviton | 30A-4p4w 347/600V TwLk Plug | E
2770 | Wiring Devices and Plates | 25.91 | 15% | 29.8 | 0.3125 | Leviton | Single 30A-4p4w 347/600V TwLk Recp | E
2766 | Wiring Devices and Plates | 26.53 | 15% | 30.51 | 0.5 | Leviton | 30A-4p4w 277/480V TwLk Flng Outlet | E
2765 | Wiring Devices and Plates | 23.56 | 15% | 27.09 | 0.3125 | Leviton | 30A-4p4w 277/480V TwLk Flange Inlet | E
2761 | Wiring Devices and Plates | 19.17 | 15% | 22.05 | 0.5 | Leviton | 30A-4p4w 277/480V TwLk Plug | E
2760 | Wiring Devices and Plates | 25.87 | 15% | 29.75 | 0.3125 | Leviton | Single 30A-4p4w 277/480V TwLk Recp | E
2756 | Wiring Devices and Plates | 26.48 | 15% | 30.45 | 0.5 | Leviton | 30A-4p4w 120/208V TwLk Flng Outlet | E
2755 | Wiring Devices and Plates | 23.41 | 15% | 26.92 | 0.3125 | Leviton | 30A-4p4w 120/208V TwLk Flange Inlet | E
2751 | Wiring Devices and Plates | 19.17 | 15% | 22.05 | 0.5 | Leviton | 30A-4p4w 120/208V TwLk Plug | E
2750 | Wiring Devices and Plates | 25.8 | 15% | 29.67 | 0.3125 | Leviton | Single 30A-4p4w 120/208V TwLk Recp | E
2746 | Wiring Devices and Plates | 25.47 | 15% | 29.29 | 0.3125 | Leviton | 30A-3p4w 600V TwLk Flanged Outlet | E
2745 | Wiring Devices and Plates | 22.21 | 15% | 25.54 | 0.3125 | Leviton | 30A-3p4w 600V TwLk Flanged Inlet | E
2743 | Wiring Devices and Plates | 39.08 | 15% | 44.94 | 0.5 | Leviton | 30A-3p4w 600V TwLk Connector | E
2741 | Wiring Devices and Plates | 18.65 | 15% | 21.45 | 0.5 | Leviton | 30A-3p4w 600V TwLk Plug | E
2740-IG | Wiring Devices and Plates | 31.92 | 15% | 36.71 | 0.375 | Leviton | Single I.G. 30A-3p4w 600V TwLk Recp | E
2740 | Wiring Devices and Plates | 24.75 | 15% | 28.46 | 0.3125 | Leviton | Single 30A-3p4w 600V TwLk Recp | E
2736 | Wiring Devices and Plates | 25.47 | 15% | 29.29 | 0.3125 | Leviton | 30A-3p4w 480V TwLk Flanged Outlet | E
2735 | Wiring Devices and Plates | 22.15 | 15% | 25.47 | 0.3125 | Leviton | 30A-3p4w 480V TwLk Flanged Inlet | E
2733 | Wiring Devices and Plates | 24.88 | 15% | 28.61 | 0.5 | Leviton | 30A-3p4w 480V TwLk Connector | E
2731 | Wiring Devices and Plates | 11.78 | 15% | 13.55 | 0.5 | Leviton | 30A-3p4w 480V TwLk Plug | E
2730-IG | Wiring Devices and Plates | 27.12 | 15% | 31.19 | 0.375 | Leviton | Single I.G. 30A-3p4w 480V TwLk Recp | E
2730 | Wiring Devices and Plates | 15.77 | 15% | 18.14 | 0.3125 | Leviton | Single 30A-3p4w 480V TwLk Recp | E
2726 | Wiring Devices and Plates | 24.57 | 15% | 28.26 | 0.3125 | Leviton | 30A-3p4w 250V TwLk Flanged Outlet | E
2725 | Wiring Devices and Plates | 21.39 | 15% | 24.6 | 0.3125 | Leviton | 30A-3p4w 250V TwLk Flanged Inlet | E
2723 | Wiring Devices and Plates | 16.3 | 15% | 18.75 | 0.5 | Leviton | 30A-3p4w 250V TwLk Connector | E
2721 | Wiring Devices and Plates | 11.02 | 15% | 12.67 | 0.5 | Leviton | 30A-3p4w 250V TwLk Plug | E
2720-IG | Wiring Devices and Plates | 32.77 | 15% | 37.69 | 0.375 | Leviton | Single I.G. 30A-3p4w 250V TwLk Recp | E
2720 | Wiring Devices and Plates | 14.69 | 15% | 16.89 | 0.3125 | Leviton | Single 30A-3p4w 250V TwLk Recp | E
2716 | Wiring Devices and Plates | 24.57 | 15% | 28.26 | 0.3125 | Leviton | 30A-3p4w 125/250V TwLk Flng Outlet | E
2715 | Wiring Devices and Plates | 21.39 | 15% | 24.6 | 0.3125 | Leviton | 30A-3p4w 125/250V TwLk Flange Inlet | E
2713-CY | Wiring Devices and Plates | 36.6 | 15% | 42.09 | 0.5 | Leviton | Yellow 30A-3p4w 125/250V TwLk Conn | E
2713 | Wiring Devices and Plates | 14.69 | 15% | 16.89 | 0.5 | Leviton | 30A-3p4w 125/250V TwLk Connector | E
2711-CY | Wiring Devices and Plates | 12.05 | 15% | 13.86 | 0.5 | Leviton | Yellow 30A-3p4w 125/250V TwLk Plug | E
2711 | Wiring Devices and Plates | 10.6 | 15% | 12.19 | 0.5 | Leviton | 30A-3p4w 125/250V TwLk Plug | E
2710-IG | Wiring Devices and Plates | 27.06 | 15% | 31.12 | 0.375 | Leviton | I.G. 30A-3p4w 125/250V TwLk Recp | E
2710 | Wiring Devices and Plates | 13.99 | 15% | 16.09 | 0.3125 | Leviton | Single 30A-3p4w 125/250V TwLk Recp | E
26CM-23 | Wiring Devices and Plates | 30.77 | 15% | 35.39 | 0.5 | Leviton | Corrosion 30A-2p3w 250V TwLk Conn | E
26CM-21 | Wiring Devices and Plates | 19.71 | 15% | 22.67 | 0.5 | Leviton | Corrosion 30A-2p3w 250V TwLk Plug | E
26CM-10 | Wiring Devices and Plates | 19.51 | 15% | 22.44 | 0.25 | Leviton | Corrosion 30A-2p3w 125V TwLk Recp | E
2696 | Wiring Devices and Plates | 21.87 | 15% | 25.15 | 0.25 | Leviton | 30A-3p3w 600V TwLk Flanged Outlet | E
2695 | Wiring Devices and Plates | 16.96 | 15% | 19.5 | 0.25 | Leviton | 30A-3p3w 600V TwLk Flanged Inlet | E
2693 | Wiring Devices and Plates | 32.48 | 15% | 37.35 | 0.5 | Leviton | 30A-3p3w 600V TwLk Connector | E
2691 | Wiring Devices and Plates | 16.72 | 15% | 19.23 | 0.5 | Leviton | 30A-3p3w 600V TwLk Plug | E
2690 | Wiring Devices and Plates | 17.84 | 15% | 20.52 | 0.25 | Leviton | Single 30A-3p3w 600V TwLk Recp | E
26861-W | Wiring Devices and Plates | 6.58 | 15% | 7.57 | 0.25 | Pass & Seymour | Sgl Wht 20A 250V Spec Sierra Recpt | E
26861-RED | Wiring Devices and Plates | 6.58 | 15% | 7.57 | 0.25 | Pass & Seymour | Sgl Red 20A 250V Spec Sierra Recpt | E
26861-I | Wiring Devices and Plates | 6.58 | 15% | 7.57 | 0.25 | Pass & Seymour | Sgl Ivy 20A 250V Spec Sierra Recpt | E
26861-GRY | Wiring Devices and Plates | 6.58 | 15% | 7.57 | 0.25 | Pass & Seymour | Sgl Gry 20A 250V Spec Sierra Recpt | E
26861-BK | Wiring Devices and Plates | 6.58 | 15% | 7.57 | 0.25 | Pass & Seymour | Sgl Blk 20A 250V Spec Sierra Recpt | E
26861 | Wiring Devices and Plates | 6.58 | 15% | 7.57 | 0.25 | Pass & Seymour | Sgl Brn 20A 250V Spec Sierra Recpt | E
2686 | Wiring Devices and Plates | 21.63 | 15% | 24.87 | 0.25 | Leviton | 30A-3p3w 480V TwLk Flanged Outlet | E
26852-W | Wiring Devices and Plates | 9.97 | 15% | 11.47 | 0.25 | Pass & Seymour | Wht 20A 250V Spec S/G Sierra Recpt | E
26852-RED | Wiring Devices and Plates | 9.97 | 15% | 11.47 | 0.25 | Pass & Seymour | Red 20A 250V Spec S/G Sierra Recpt | E
26852-I | Wiring Devices and Plates | 9.97 | 15% | 11.47 | 0.25 | Pass & Seymour | Ivy 20A 250V Spec S/G Sierra Recpt | E
26852-GRY | Wiring Devices and Plates | 9.97 | 15% | 11.47 | 0.25 | Pass & Seymour | Gry 20A 250V Spec S/G Sierra Recpt | E
26852-BK | Wiring Devices and Plates | 9.97 | 15% | 11.47 | 0.25 | Pass & Seymour | Blk 20A 250V Spec S/G Sierra Recpt | E
26852 | Wiring Devices and Plates | 9.97 | 15% | 11.47 | 0.25 | Pass & Seymour | Brn 20A 250V Spec S/G Sierra Recpt | E
2685 | Wiring Devices and Plates | 18.32 | 15% | 21.07 | 0.25 | Leviton | 30A-3p3w 480V TwLk Flanged Inlet | E
2683 | Wiring Devices and Plates | 32.48 | 15% | 37.35 | 0.5 | Leviton | 30A-3p3w 480V TwLk Connector | E
2681 | Wiring Devices and Plates | 16.72 | 15% | 19.23 | 0.5 | Leviton | 30A-3p3w 480V TwLk Plug | E
2680 | Wiring Devices and Plates | 19.05 | 15% | 21.91 | 0.25 | Leviton | Single 30A-3p3w 480V TwLk Recp | E
2675 | Wiring Devices and Plates | 19.21 | 15% | 22.09 | 0.25 | Leviton | 30A-3p3w 250V TwLk Flanged Inlet | E
2673 | Wiring Devices and Plates | 26.68 | 15% | 30.68 | 0.5 | Leviton | 30A-3p3w 250V TwLk Connector | E
2671 | Wiring Devices and Plates | 13.65 | 15% | 15.7 | 0.5 | Leviton | 30A-3p3w 250V TwLk Plug | E
26662HGW | Wiring Devices and Plates | 14.39 | 15% | 16.55 | 0.25 | Arrow Hart | White 15A 250V Hosp Harmony Recpt | E
26662HGI | Wiring Devices and Plates | 14.39 | 15% | 16.55 | 0.25 | Arrow Hart | Ivory 15A 250V Hosp Harmony Recpt | E
26662HGGRY | Wiring Devices and Plates | 14.39 | 15% | 16.55 | 0.25 | Arrow Hart | Gray 15A 250V Hosp Harmony Recpt | E
26662HG | Wiring Devices and Plates | 14.39 | 15% | 16.55 | 0.25 | Arrow Hart | Brown 15A 250V Hosp Harmony Recpt | E
26661-W | Wiring Devices and Plates | 5.92 | 15% | 6.81 | 0.25 | Pass & Seymour | Sgl Wht 15A 250V Spec Sierra Recpt | E
26661-RED | Wiring Devices and Plates | 13.72 | 15% | 15.78 | 0.25 | Pass & Seymour | Sgl Red 15A 250V Spec Sierra Recpt | E
26661-I | Wiring Devices and Plates | 5.92 | 15% | 6.81 | 0.25 | Pass & Seymour | Sgl Ivy 15A 250V Spec Sierra Recpt | E
26661-GRY | Wiring Devices and Plates | 5.92 | 15% | 6.81 | 0.25 | Pass & Seymour | Sgl Gry 15A 250V Spec Sierra Recpt | E
26661-BK | Wiring Devices and Plates | 5.92 | 15% | 6.81 | 0.25 | Pass & Seymour | Sgl Blk 15A 250V Spec Sierra Recpt | E
26661 | Wiring Devices and Plates | 13.72 | 15% | 15.78 | 0.25 | Pass & Seymour | Sgl Brn 15A 250V Spec Sierra Recpt | E
2666 | Wiring Devices and Plates | 22.93 | 15% | 26.37 | 0.25 | Leviton | 30A-3p3w 125/250V TwLk Flng Outlet | E
26652-RED | Wiring Devices and Plates | 3.55 | 15% | 4.08 | 0.25 | Pass & Seymour | Red 15A 250V Spec S/G Sierra Recpt | E
26652-GRY | Wiring Devices and Plates | 6.3 | 15% | 7.25 | 0.25 | Pass & Seymour | Gry 15A 250V Spec S/G Sierra Recpt | E
26652-BK | Wiring Devices and Plates | 4.37 | 15% | 5.03 | 0.25 | Pass & Seymour | Blk 15A 250V Spec S/G Sierra Recpt | E
2665 | Wiring Devices and Plates | 19.38 | 15% | 22.29 | 0.25 | Leviton | 30A-3p3w 125/250V TwLk Flange Inlet | E
2663 | Wiring Devices and Plates | 26.68 | 15% | 30.68 | 0.5 | Leviton | 30A-3p3w 125/250V TwLk Connector | E
2661 | Wiring Devices and Plates | 12.36 | 15% | 14.21 | 0.5 | Leviton | 30A-3p3w 125/250V TwLk Plug | E
2660 | Wiring Devices and Plates | 20 | 15% | 23 | 0.25 | Leviton | Single 30A-3p3w 125/250V TwLk Recp | E
2656 | Wiring Devices and Plates | 21.28 | 15% | 24.47 | 0.25 | Leviton | 30A-2p3w 600V TwLk Flanged Outlet | E
2655 | Wiring Devices and Plates | 17.79 | 15% | 20.46 | 0.25 | Leviton | 30A-2p3w 600V TwLk Flanged Inlet | E
2654-I | Wiring Devices and Plates | 11.97 | 15% | 13.77 | 0.3125 | Leviton | 4W Ivy 15A 277V Side Wire Rsdntl Sw | E
2653-2I | Wiring Devices and Plates | 3.65 | 15% | 4.2 | 0.25 | Leviton | 3W Ivy 15A Side Wire Rsdntl Grnd Sw | E
2651-2I | Wiring Devices and Plates | 2.63 | 15% | 3.02 | 0.1875 | Leviton | SP Ivy 15A Side Wire Rsdntl Grnd Sw | E
2650-IG | Wiring Devices and Plates | 19.77 | 15% | 22.74 | 0.3125 | Leviton | Single I.G. 30A-2p3w 600V TwLk Recp | E
26462HGW | Wiring Devices and Plates | 17.53 | 15% | 20.16 | 0.25 | Arrow Hart | White 20A 250V Hosp Harmony Recpt | E
26462HGI | Wiring Devices and Plates | 17.53 | 15% | 20.16 | 0.25 | Arrow Hart | Ivory 20A 250V Hosp Harmony Recpt | E
26462HGGRY | Wiring Devices and Plates | 17.53 | 15% | 20.16 | 0.25 | Arrow Hart | Gray 20A 250V Hosp Harmony Recpt | E
26462HG | Wiring Devices and Plates | 17.53 | 15% | 20.16 | 0.25 | Arrow Hart | Brown 20A 250V Hosp Harmony Recpt | E
2645 | Wiring Devices and Plates | 17.6 | 15% | 20.24 | 0.25 | Leviton | 30A-2p3w 480V TwLk Flanged Inlet | E
2643 | Wiring Devices and Plates | 14.29 | 15% | 16.43 | 0.5 | Leviton | 30A-2p3w 480V TwLk Connector | E
2641 | Wiring Devices and Plates | 8.96 | 15% | 10.3 | 0.5 | Leviton | 30A-2p3w 480V TwLk Plug | E
2640-IG | Wiring Devices and Plates | 17.23 | 15% | 19.81 | 0.3125 | Leviton | Single I.G. 30A-2p3w 480V TwLk Recp | E
26362-HGW | Wiring Devices and Plates | 10.69 | 15% | 12.29 | 0.25 | Pass & Seymour | White 20A 125V Hosp Sierra Recpt | E
26362-HGRED | Wiring Devices and Plates | 10.69 | 15% | 12.29 | 0.25 | Pass & Seymour | Red 20A 125V Hosp Sierra Recpt | E
26362HGI | Wiring Devices and Plates | 12.27 | 15% | 14.11 | 0.25 | Arrow Hart | Ivory 20A 125V Hosp Harmony Recpt | E
26362-HGGRY | Wiring Devices and Plates | 10.69 | 15% | 12.29 | 0.25 | Pass & Seymour | Gray 20A 125V Hosp Sierra Recpt | E
26362-HG | Wiring Devices and Plates | 10.69 | 15% | 12.29 | 0.25 | Pass & Seymour | Brown 15A 125V Hosp Sierra Recpt | E
26361-RED | Wiring Devices and Plates | 5.09 | 15% | 5.85 | 0.25 | Pass & Seymour | Sgl Red 20A 125V Spec Sierra Recpt | E
26361-GRY | Wiring Devices and Plates | 3.95 | 15% | 4.54 | 0.25 | Pass & Seymour | Sgl Gry 20A 125V Spec Sierra Recpt | E
26361-BK | Wiring Devices and Plates | 3.95 | 15% | 4.54 | 0.25 | Pass & Seymour | Sgl Blk 20A 125V Spec Sierra Recpt | E
26352-RED | Wiring Devices and Plates | 3.95 | 15% | 4.54 | 0.25 | Pass & Seymour | Red 20A 125V Spec S/G Sierra Recpt | E
26342-RED | Wiring Devices and Plates | 3.51 | 15% | 4.04 | 0.25 | Pass & Seymour | Red 20A 125V Stnd S/G Sierra Recpt | E
2633 | Wiring Devices and Plates | 21.21 | 15% | 24.39 | 0.5 | Leviton | 30A-2p3w 277V TwLk Connector | E
26322-HGRED | Wiring Devices and Plates | 18.87 | 15% | 21.7 | 0.25 | Pass & Seymour | Red 20A Illum Hosp Sierra Recpt | E
26322-HGI | Wiring Devices and Plates | 7.96 | 15% | 9.15 | 0.25 | Pass & Seymour | Ivory 20A Illum Hosp Sierra Recpt | E
26322-HGGRY | Wiring Devices and Plates | 15 | 15% | 17.25 | 0.25 | Pass & Seymour | Gray 20A Illum Hosp Sierra Recpt | E
2631 | Wiring Devices and Plates | 10.11 | 15% | 11.63 | 0.5 | Leviton | 30A-2p3w 277V TwLk Plug | E
2630-IG | Wiring Devices and Plates | 19.77 | 15% | 22.74 | 0.3125 | Leviton | Single I.G. 30A-2p3w 250V TwLk Recp | E
2630 | Wiring Devices and Plates | 12.96 | 15% | 14.9 | 0.25 | Leviton | Single 30A-2p3w 277V TwLk Recp | E
26262-HGW | Wiring Devices and Plates | 8.38 | 15% | 9.64 | 0.25 | Pass & Seymour | White 15A 125V Hosp Sierra Recpt | E
26262-HGRED | Wiring Devices and Plates | 8.38 | 15% | 9.64 | 0.25 | Pass & Seymour | Red 15A 125V Hosp Sierra Recpt | E
26262HGLW | Wiring Devices and Plates | 18.16 | 15% | 20.88 | 0.25 | Arrow Hart | White 15A Illum Hosp Harmony Recpt | E
26262HGLRED | Wiring Devices and Plates | 18.16 | 15% | 20.88 | 0.25 | Arrow Hart | Red 15A Illum Hosp Harmony Recpt | E
26262-HGI | Wiring Devices and Plates | 8.38 | 15% | 9.64 | 0.25 | Pass & Seymour | Ivory 15A 125V Hosp Sierra Recpt | E
26261-RED | Wiring Devices and Plates | 4.88 | 15% | 5.61 | 0.25 | Pass & Seymour | Sgl Red 15A 125V Spec Sierra Recpt | E
26261-GRY | Wiring Devices and Plates | 2.52 | 15% | 2.9 | 0.25 | Pass & Seymour | Sgl Gry 15A 125V Spec Sierra Recpt | E
26261-BK | Wiring Devices and Plates | 2.52 | 15% | 2.9 | 0.25 | Pass & Seymour | Sgl Blk 15A 125V Spec Sierra Recpt | E
26252-RED | Wiring Devices and Plates | 2.52 | 15% | 2.9 | 0.25 | Pass & Seymour | Red 15A 125V Spec S/G Sierra Recpt | E
26242-RED | Wiring Devices and Plates | 2.03 | 15% | 2.33 | 0.25 | Pass & Seymour | Red 15A 125V Stnd S/G Sierra Recpt | E
26242-GRY | Wiring Devices and Plates | 2.03 | 15% | 2.33 | 0.25 | Pass & Seymour | Gry 15A 125V Stnd S/G Sierra Recpt | E
26242-BK | Wiring Devices and Plates | 2.03 | 15% | 2.33 | 0.25 | Pass & Seymour | Blk 15A 125V Stnd S/G Sierra Recpt | E
26222-HGI | Wiring Devices and Plates | 5.23 | 15% | 6.01 | 0.25 | Pass & Seymour | Ivory 15A Illum Hosp Sierra Recpt | E
2621-CY | Wiring Devices and Plates | 13.32 | 15% | 15.32 | 0.5 | Leviton | Yellow 30A-2p3w 250V TwLk Plug | E
2621 | Wiring Devices and Plates | 8.84 | 15% | 10.17 | 0.5 | Leviton | 30A-2p3w 250V TwLk Plug | E
2620-IG | Wiring Devices and Plates | 19.17 | 15% | 22.05 | 0.3125 | Leviton | Single I.G. 30A-2p3w 250V TwLk Recp | E
2620 | Wiring Devices and Plates | 10.81 | 15% | 12.43 | 0.25 | Leviton | Single 30A-2p3w 250V TwLk Recp | E
2616 | Wiring Devices and Plates | 20.45 | 15% | 23.52 | 0.25 | Leviton | 30A-2p3w 125V TwLk Flanged Outlet | E
2615 | Wiring Devices and Plates | 16.96 | 15% | 19.5 | 0.25 | Leviton | 30A-2p3w 125V TwLk Flanged Inlet | E
2613-CY | Wiring Devices and Plates | 27.33 | 15% | 31.43 | 0.5 | Leviton | Yellow 30A-2p3w 125V TwLk Conn | E
2613 | Wiring Devices and Plates | 17.38 | 15% | 19.99 | 0.5 | Leviton | 30A-2p3w 125V TwLk Connector | E
2611-CY | Wiring Devices and Plates | 14.29 | 15% | 16.43 | 0.5 | Leviton | Yellow 30A-2p3w 125V TwLk Plug | E
2611 | Wiring Devices and Plates | 8.75 | 15% | 10.06 | 0.5 | Leviton | 30A-2p3w 125V TwLk Plug | E
2610-IG | Wiring Devices and Plates | 18.02 | 15% | 20.72 | 0.3125 | Leviton | Single I.G. 30A-2p3w 125V TwLk Recp | E
2610 | Wiring Devices and Plates | 9.87 | 15% | 11.35 | 0.25 | Leviton | Single 30A-2p3w 125V TwLk Recp | E
2536 | Wiring Devices and Plates | 43.55 | 15% | 50.08 | 0.625 | Leviton | 20A-4p5w 347/600V TwLk Flng Outlet | E
2533 | Wiring Devices and Plates | 30.21 | 15% | 34.74 | 0.625 | Leviton | 20A-4p5w 347/600V TwLk Connector | E
2531 | Wiring Devices and Plates | 17.62 | 15% | 20.26 | 0.625 | Leviton | 20A-4p5w 347/600V TwLk Plug | E
2530-IG | Wiring Devices and Plates | 21.79 | 15% | 25.06 | 0.5 | Leviton | I.G. 20A-4p5w 347/600V TwLk Recp | E
2530 | Wiring Devices and Plates | 19.63 | 15% | 22.57 | 0.375 | Leviton | Single 20A-4p5w 347/600V TwLk Recp | E
2526 | Wiring Devices and Plates | 41.72 | 15% | 47.98 | 0.625 | Leviton | 20A-4p5w 277/480V TwLk Flng Outlet | E
2525 | Wiring Devices and Plates | 22.69 | 15% | 26.09 | 0.625 | Leviton | 20A-4p5w 277/480V TwLk Flange Inlet | E
2523 | Wiring Devices and Plates | 29.44 | 15% | 33.86 | 0.625 | Leviton | 20A-4p5w 277/480V TwLk Connector | E
2521 | Wiring Devices and Plates | 17.09 | 15% | 19.65 | 0.625 | Leviton | 20A-4p5w 277/480V TwLk Plug | E
2520-IG | Wiring Devices and Plates | 21.71 | 15% | 24.97 | 0.5 | Leviton | I.G. 20A-4p5w 277/480V TwLk Recp | E
2520 | Wiring Devices and Plates | 19.05 | 15% | 21.91 | 0.375 | Leviton | Single 20A-4p5w 277/480V TwLk Recp | E
2516 | Wiring Devices and Plates | 40.24 | 15% | 46.28 | 0.625 | Leviton | 20A-4p5w 120/208V TwLk Flng Outlet | E
2515 | Wiring Devices and Plates | 21.23 | 15% | 24.41 | 0.625 | Leviton | 20A-4p5w 120/208V TwLk Flange Inlet | E
2513 | Wiring Devices and Plates | 23.65 | 15% | 27.2 | 0.625 | Leviton | 20A-4p5w 120/208V TwLk Connector | E
2511 | Wiring Devices and Plates | 13.87 | 15% | 15.95 | 0.625 | Leviton | 20A-4p5w 120/208V TwLk Plug | E
2510-IG | Wiring Devices and Plates | 21.21 | 15% | 24.39 | 0.5 | Leviton | I.G. 20A-4p5w 120/208V TwLk Recp | E
2510 | Wiring Devices and Plates | 12.24 | 15% | 14.08 | 0.375 | Leviton | Single 20A-4p5w 120/208V TwLk Recp | E
2466 | Wiring Devices and Plates | 20.63 | 15% | 23.72 | 0.3125 | Leviton | 20A-4p4w 347/600V TwLk Flng Outlet | E
2465 | Wiring Devices and Plates | 15.17 | 15% | 17.45 | 0.5 | Leviton | 20A-4p4w 347/600V TwLk Flange Inlet | E
2463 | Wiring Devices and Plates | 21.29 | 15% | 24.48 | 0.5 | Leviton | 20A-4p4w 347/600V TwLk Connector | E
2461 | Wiring Devices and Plates | 15.26 | 15% | 17.55 | 0.5 | Leviton | 20A-4p4w 347/600V TwLk Plug | E
2460 | Wiring Devices and Plates | 17.56 | 15% | 20.19 | 0.3125 | Leviton | Single 20A-4p4w 347/600V TwLk Recp | E
2456 | Wiring Devices and Plates | 20.63 | 15% | 23.72 | 0.3125 | Leviton | 20A-4p4w 277/480V TwLk Flng Outlet | E
2455 | Wiring Devices and Plates | 15.1 | 15% | 17.37 | 0.5 | Leviton | 20A-4p4w 277/480V TwLk Flange Inlet | E
2453 | Wiring Devices and Plates | 21.18 | 15% | 24.36 | 0.5 | Leviton | 20A-4p4w 277/480V TwLk Connector | E
2451 | Wiring Devices and Plates | 15.2 | 15% | 17.48 | 0.5 | Leviton | 20A-4p4w 277/480V TwLk Plug | E
2450 | Wiring Devices and Plates | 17.56 | 15% | 20.19 | 0.3125 | Leviton | Single 20A-4p4w 277/480V TwLk Recp | E
2446 | Wiring Devices and Plates | 20.56 | 15% | 23.64 | 0.3125 | Leviton | 20A-4p4w 120/208V TwLk Flng Outlet | E
2445 | Wiring Devices and Plates | 14.48 | 15% | 16.65 | 0.5 | Leviton | 20A-4p4w 120/208V TwLk Flange Inlet | E
2443 | Wiring Devices and Plates | 16.39 | 15% | 18.85 | 0.5 | Leviton | 20A-4p4w 120/208V TwLk Connector | E
2441 | Wiring Devices and Plates | 12.24 | 15% | 14.08 | 0.5 | Leviton | 20A-4p4w 120/208V TwLk Plug | E
2440 | Wiring Devices and Plates | 13.87 | 15% | 15.95 | 0.3125 | Leviton | Single 20A-4p4w 120/208V TwLk Recp | E
2431 | Wiring Devices and Plates | 9.21 | 15% | 10.59 | 0.5 | Leviton | 20A-3p4w 480V TwLk Plug | E
2430-IG | Wiring Devices and Plates | 16.1 | 15% | 18.52 | 0.375 | Leviton | Single I.G. 20A-3p4w 480V TwLk Recp | E
2430 | Wiring Devices and Plates | 9.59 | 15% | 11.03 | 0.3125 | Leviton | Single 20A-3p4w 480V TwLk Recp | E
2426 | Wiring Devices and Plates | 19.15 | 15% | 22.02 | 0.3125 | Leviton | 20A-3p4w 250V TwLk Flanged Outlet | E
2425 | Wiring Devices and Plates | 13.6 | 15% | 15.64 | 0.3125 | Leviton | 20A-3p4w 250V TwLk Flanged Inlet | E
2423 | Wiring Devices and Plates | 10.77 | 15% | 12.39 | 0.5 | Leviton | 20A-3p4w 250V TwLk Connector | E
2421 | Wiring Devices and Plates | 8.23 | 15% | 9.46 | 0.5 | Leviton | 20A-3p4w 250V TwLk Plug | E
2420-IG | Wiring Devices and Plates | 18.14 | 15% | 20.86 | 0.375 | Leviton | Single I.G. 20A-3p4w 250V TwLk Recp | E
2420 | Wiring Devices and Plates | 9.15 | 15% | 10.52 | 0.3125 | Leviton | Single 20A-3p4w 250V TwLk Recp | E
2415 | Wiring Devices and Plates | 13.66 | 15% | 15.71 | 0.3125 | Leviton | 20A-3p4w 125/250V TwLk Flange Inlet | E
2413 | Wiring Devices and Plates | 14.26 | 15% | 16.4 | 0.5 | Leviton | 20A-3p4w 125/250V TwLk Connector | E
2411 | Wiring Devices and Plates | 9.56 | 15% | 10.99 | 0.5 | Leviton | 20A-3p4w 125/250V TwLk Plug | E
2410-IG | Wiring Devices and Plates | 17.84 | 15% | 20.52 | 0.375 | Leviton | I.G. 20A-3p4w 125/250V TwLk Recp | E
23CM-10 | Wiring Devices and Plates | 13.72 | 15% | 15.78 | 0.25 | Leviton | Corrosion 20A-2p3w 125V TwLk Recp | E
2386 | Wiring Devices and Plates | 17.21 | 15% | 19.79 | 0.25 | Leviton | 20A-3p3w 480V TwLk Flanged Outlet | E
2385 | Wiring Devices and Plates | 19.96 | 15% | 22.95 | 0.25 | Leviton | 20A-3p3w 480V TwLk Flanged Inlet | E
2383 | Wiring Devices and Plates | 15.18 | 15% | 17.46 | 0.5 | Leviton | 20A-3p3w 480V TwLk Connector | E
2381 | Wiring Devices and Plates | 10.56 | 15% | 12.14 | 0.5 | Leviton | 20A-3p3w 480V TwLk Plug | E
2380 | Wiring Devices and Plates | 15.44 | 15% | 17.76 | 0.25 | Leviton | Single 20A-3p3w 480V TwLk Recp | E
2376 | Wiring Devices and Plates | 18.08 | 15% | 20.79 | 0.25 | Leviton | 20A-3p3w 250V TwLk Flanged Outlet | E
2375 | Wiring Devices and Plates | 12.17 | 15% | 14 | 0.25 | Leviton | 20A-3p3w 250V TwLk Flanged Inlet | E
2373 | Wiring Devices and Plates | 14.23 | 15% | 16.36 | 0.5 | Leviton | 20A-3p3w 250V TwLk Connector | E
2371 | Wiring Devices and Plates | 9.14 | 15% | 10.51 | 0.5 | Leviton | 20A-3p3w 250V TwLk Plug | E
2370 | Wiring Devices and Plates | 16.03 | 15% | 18.43 | 0.25 | Leviton | Single 20A-3p3w 250V TwLk Recp | E
2356 | Wiring Devices and Plates | 17.2 | 15% | 19.78 | 0.25 | Leviton | 20A-2p3w 600V TwLk Flanged Outlet | E
2353 | Wiring Devices and Plates | 14.57 | 15% | 16.76 | 0.5 | Leviton | 20A-2p3w 600V TwLk Connector | E
2351 | Wiring Devices and Plates | 9.33 | 15% | 10.73 | 0.5 | Leviton | 20A-2p3w 600V TwLk Plug | E
2350-IG | Wiring Devices and Plates | 16.69 | 15% | 19.19 | 0.3125 | Leviton | Single I.G. 20A-2p3w 600V TwLk Recp | E
2350 | Wiring Devices and Plates | 15.51 | 15% | 17.84 | 0.25 | Leviton | Single 20A-2p3w 600V TwLk Recp | E
2346 | Wiring Devices and Plates | 16.48 | 15% | 18.95 | 0.25 | Leviton | 20A-2p3w 480V TwLk Flanged Outlet | E
2345 | Wiring Devices and Plates | 9.75 | 15% | 11.21 | 0.25 | Leviton | 20A-2p3w 480V TwLk Flanged Inlet | E
2343 | Wiring Devices and Plates | 8.14 | 15% | 9.36 | 0.5 | Leviton | 20A-2p3w 480V TwLk Connector | E
2341 | Wiring Devices and Plates | 6.05 | 15% | 6.96 | 0.5 | Leviton | 20A-2p3w 480V TwLk Plug | E
2340-IG | Wiring Devices and Plates | 14.15 | 15% | 16.27 | 0.3125 | Leviton | Single I.G. 20A-2p3w 480V TwLk Recp | E
2340 | Wiring Devices and Plates | 7.8 | 15% | 8.97 | 0.25 | Leviton | Single 20A-2p3w 480V TwLk Recp | E
2335 | Wiring Devices and Plates | 9.65 | 15% | 11.1 | 0.25 | Leviton | 20A-2p3w 277V TwLk Flanged Inlet | E
2333 | Wiring Devices and Plates | 10.6 | 15% | 12.19 | 0.5 | Leviton | 20A-2p3w 277V TwLk Connector | E
2331 | Wiring Devices and Plates | 6.69 | 15% | 7.69 | 0.5 | Leviton | 20A-2p3w 277V TwLk Plug | E
2330-IG | Wiring Devices and Plates | 14.11 | 15% | 16.23 | 0.3125 | Leviton | Single I.G. 20A-2p3w 277V TwLk Rec | E
2330 | Wiring Devices and Plates | 6.8 | 15% | 7.82 | 0.25 | Leviton | Single 20A-2p3w 277V TwLk Recp | E
2326 | Wiring Devices and Plates | 16.18 | 15% | 18.61 | 0.25 | Leviton | 20A-2p3w 250V TwLk Flanged Outlet | E
2325 | Wiring Devices and Plates | 9.65 | 15% | 11.1 | 0.25 | Leviton | 20A-2p3w 250V TwLk Flanged Inlet | E
2323-CY | Wiring Devices and Plates | 14.96 | 15% | 17.2 | 0.5 | Leviton | Yellow 20A-2p3w 250V TwLk Connector | E
2323 | Wiring Devices and Plates | 8.75 | 15% | 10.06 | 0.5 | Leviton | 20A-2p3w 250V TwLk Connector | E
2321-CY | Wiring Devices and Plates | 9.68 | 15% | 11.13 | 0.5 | Leviton | Yellow 20A-2p3w 250V TwLk Plug | E
2321 | Wiring Devices and Plates | 5.12 | 15% | 5.89 | 0.5 | Leviton | 20A-2p3w 250V TwLk Plug | E
2320-IG | Wiring Devices and Plates | 13.69 | 15% | 15.74 | 0.3125 | Leviton | Single I.G. 20A-2p3w 250V TwLk Recp | E
2320 | Wiring Devices and Plates | 6.69 | 15% | 7.69 | 0.25 | Leviton | Single 20A-2p3w 250V TwLk Recp | E
2316 | Wiring Devices and Plates | 16.12 | 15% | 18.54 | 0.25 | Leviton | 20A-2p3w 125V TwLk Flanged Outlet | E
2315 | Wiring Devices and Plates | 9.65 | 15% | 11.1 | 0.25 | Leviton | 20A-2p3w 125V TwLk Flanged Inlet | E
2313-CY | Wiring Devices and Plates | 14.92 | 15% | 17.16 | 0.5 | Leviton | Yellow 20A-2p3w 125V TwLk Connector | E
2313 | Wiring Devices and Plates | 8 | 15% | 9.2 | 0.5 | Leviton | 20A-2p3w 125V TwLk Connector | E
2311-CY | Wiring Devices and Plates | 9.68 | 15% | 11.13 | 0.5 | Leviton | Yellow 20A-2p3w 125V TwLk Plug | E
2311 | Wiring Devices and Plates | 5.14 | 15% | 5.91 | 0.5 | Leviton | 20A-2p3w 125V TwLk Plug | E
2310-IG | Wiring Devices and Plates | 13.23 | 15% | 15.21 | 0.3125 | Leviton | Single I.G. 20A-2p3w 125V TwLk Recp | E
2310 | Wiring Devices and Plates | 6.95 | 15% | 7.99 | 0.25 | Leviton | Single 20A-2p3w 125V TwLk Recp | E
223-I | Wiring Devices and Plates | 2.58 | 15% | 2.97 | 0.25 | Leviton | Ivory 15A Side Wired Resdntl Recpt | E
21950 | Wiring Devices and Plates | 3.63 | 15% | 4.17 | 0.1 | Leviton | 2G 2.147 Recp Brass Plate | E
1993PL7 | Wiring Devices and Plates | 20.34 | 15% | 23.39 | 0.25 | Arrow Hart | 3W Red 20A 277V Illum Spec Switch | E
1993IL7RED | Wiring Devices and Plates | 12.47 | 15% | 14.34 | 0.25 | Arrow Hart | 3W Red 15A 277V Illum Spec Switch | E
1993IL7 | Wiring Devices and Plates | 14.69 | 15% | 16.89 | 0.25 | Arrow Hart | 3W Ivy 15A 277V Illum Spec Switch | E
1991IL7RED | Wiring Devices and Plates | 11.45 | 15% | 13.17 | 0.1875 | Arrow Hart | SP Red 15A 277V Illum Spec Switch | E
1991IL7 | Wiring Devices and Plates | 11.31 | 15% | 13.01 | 0.1875 | Arrow Hart | SP Ivy 15A 277V Illum Spec Switch | E
1865 | Wiring Devices and Plates | 10.11 | 15% | 11.63 | 0.25 | Leviton | ON When OPEN Door Switch | E
17765-W | Wiring Devices and Plates | 66.07 | 15% | 75.98 | 0.25 | Leviton | White 600W Multi-Lvl Rocker Dimmer | E
17765-I | Wiring Devices and Plates | 66.07 | 15% | 75.98 | 0.25 | Leviton | Ivory 600W Multi-Lvl Rocker Dimmer | E
17765-GY | Wiring Devices and Plates | 61.1 | 15% | 70.27 | 0.25 | Leviton | Gray 600W Multi-Lvl Rocker Dimmer | E
17765-E | Wiring Devices and Plates | 61.1 | 15% | 70.27 | 0.25 | Leviton | Black 600W Multi-Lvl Rocker Dimmer | E
17765 | Wiring Devices and Plates | 61.1 | 15% | 70.27 | 0.25 | Leviton | Mhgny 600W Multi-Lvl Rocker Dimmer | E
16652-W | Wiring Devices and Plates | 5.96 | 15% | 6.85 | 0.25 | Leviton | Dup Wh 15A 250V Spec Decora Recpt | E
16652-I | Wiring Devices and Plates | 5.96 | 15% | 6.85 | 0.25 | Leviton | Dup Ivy 15A 250V Spec Decora Recpt | E
16652 | Wiring Devices and Plates | 4.9 | 15% | 5.64 | 0.25 | Leviton | Dup Mhg 15A 250V Spec Decora Recpt | E
16651-W | Wiring Devices and Plates | 3.68 | 15% | 4.23 | 0.25 | Leviton | Sgl Wht 15A 250V Spec Decora Recpt | E
16651-I | Wiring Devices and Plates | 3.68 | 15% | 4.23 | 0.25 | Leviton | Sgl Ivy 15A 250V Spec Decora Recpt | E
16651 | Wiring Devices and Plates | 3.3 | 15% | 3.8 | 0.25 | Leviton | Sgl Mhg 15A 250V Spec Decora Recpt | E
16641-W | Wiring Devices and Plates | 2.94 | 15% | 3.38 | 0.25 | Leviton | Sgl Wht 15A 250V Stnd Decora Recpt | E
16641-I | Wiring Devices and Plates | 2.94 | 15% | 3.38 | 0.25 | Leviton | Sgl Ivy 15A 250V Stnd Decora Recpt | E
16641 | Wiring Devices and Plates | 2.94 | 15% | 3.38 | 0.25 | Leviton | Sgl Mhg 15A 250V Stnd Decora Recpt | E
16451-W | Wiring Devices and Plates | 4.76 | 15% | 5.47 | 0.25 | Leviton | Sgl Wht 20A 250V Spec Decora Recpt | E
16451-I | Wiring Devices and Plates | 4.76 | 15% | 5.47 | 0.25 | Leviton | Sgl Ivy 20A 250V Spec Decora Recpt | E
16451 | Wiring Devices and Plates | 4.76 | 15% | 5.47 | 0.25 | Leviton | Sgl Mhg 20A 250V Spec Decora Recpt | E
16441-W | Wiring Devices and Plates | 3.39 | 15% | 3.9 | 0.25 | Leviton | Sgl Wht 20A 250V Stnd Decora Recpt | E
16441-I | Wiring Devices and Plates | 3.39 | 15% | 3.9 | 0.25 | Leviton | Sgl Ivy 20A 250V Stnd Decora Recpt | E
16352-W | Wiring Devices and Plates | 3.95 | 15% | 4.54 | 0.25 | Leviton | Dup Wht 20A 125V Spec Decora Recpt | E
16352-I | Wiring Devices and Plates | 3.95 | 15% | 4.54 | 0.25 | Leviton | Dup Ivy 20A 125V Spec Decora Recpt | E
16352-GY | Wiring Devices and Plates | 2.78 | 15% | 3.2 | 0.25 | Leviton | Dup Gry 20A 125V Spec Decora Recpt | E
16352-E | Wiring Devices and Plates | 3.95 | 15% | 4.54 | 0.25 | Leviton | Dup Blk 20A 125V Spec Decora Recpt | E
16352-A | Wiring Devices and Plates | 3.35 | 15% | 3.85 | 0.25 | Leviton | Dup Alm 20A 125V Spec Decora Recpt | E
16352 | Wiring Devices and Plates | 2.78 | 15% | 3.2 | 0.25 | Leviton | Dup Mhg 20A 125V Spec Decora Recpt | E
16351-W | Wiring Devices and Plates | 4.76 | 15% | 5.47 | 0.25 | Leviton | Sgl Wht 20A 125V Spec Decora Recpt | E
16351-I | Wiring Devices and Plates | 4.76 | 15% | 5.47 | 0.25 | Leviton | Sgl Ivy 20A 125V Spec Decora Recpt | E
16351 | Wiring Devices and Plates | 4.76 | 15% | 5.47 | 0.25 | Leviton | Sgl Mhg 20A 125V Spec Decora Recpt | E
16342-W | Wiring Devices and Plates | 3.51 | 15% | 4.04 | 0.25 | Leviton | Dup Wht 20A 125V Stnd Decora Recpt | E
16342-I | Wiring Devices and Plates | 3.51 | 15% | 4.04 | 0.25 | Leviton | Dup Ivy 20A 125V Stnd Decora Recpt | E
16342-GY | Wiring Devices and Plates | 3.51 | 15% | 4.04 | 0.25 | Leviton | Dup Gry 20A 125V Stnd Decora Recpt | E
16342-E | Wiring Devices and Plates | 3.51 | 15% | 4.04 | 0.25 | Leviton | Dup Blk 20A 125V Stnd Decora Recpt | E
16342 | Wiring Devices and Plates | 3.51 | 15% | 4.04 | 0.25 | Leviton | Dup Mhg 20A 125V Stnd Decora Recpt | E
16341-W | Wiring Devices and Plates | 3.03 | 15% | 3.48 | 0.25 | Leviton | Sgl Wh 20A 125V Stnd Decora Recpt | E
16341-I | Wiring Devices and Plates | 3.03 | 15% | 3.48 | 0.25 | Leviton | Sgl Ivy 20A 125V Stnd Decora Recpt | E
16341 | Wiring Devices and Plates | 3.03 | 15% | 3.48 | 0.25 | Leviton | Sgl Mhg 20A 125V Stnd Decora Recpt | E
16262-W | Wiring Devices and Plates | 2.89 | 15% | 3.32 | 0.25 | Leviton | Wht 15A 125/250V Spec Decora Recpt | E
16262-I | Wiring Devices and Plates | 2.89 | 15% | 3.32 | 0.25 | Leviton | Ivy 15A 125/250V Spec Decora Recpt | E
16252-W | Wiring Devices and Plates | 2.52 | 15% | 2.9 | 0.25 | Leviton | Dup Wht 15A 125V Spec Decora Recpt | E
16252-I | Wiring Devices and Plates | 2.52 | 15% | 2.9 | 0.25 | Leviton | Dup Ivy 15A 125V Spec Decora Recpt | E
16252-GY | Wiring Devices and Plates | 2.52 | 15% | 2.9 | 0.25 | Leviton | Dup Gry 15A 125V Spec Decora Recpt | E
16252-E | Wiring Devices and Plates | 2.52 | 15% | 2.9 | 0.25 | Leviton | Dup Blk 15A 125V Spec Decora Recpt | E
16252-A | Wiring Devices and Plates | 2.52 | 15% | 2.9 | 0.25 | Leviton | Dup Alm 15A 125V Spec Decora Recpt | E
16252 | Wiring Devices and Plates | 2.52 | 15% | 2.9 | 0.25 | Leviton | Dup Mhg 15A 125V Spec Decora Recpt | E
16251-W | Wiring Devices and Plates | 3.55 | 15% | 4.08 | 0.25 | Leviton | Sgl Wht 15A 125V Spec Decora Recpt | E
16251-I | Wiring Devices and Plates | 3.55 | 15% | 4.08 | 0.25 | Leviton | Sgl Ivy 15A 125V Spec Decora Recpt | E
16251 | Wiring Devices and Plates | 3.55 | 15% | 4.08 | 0.25 | Leviton | Sgl Mhg 15A 125V Spec Decora Recpt | E
16242-W | Wiring Devices and Plates | 1.87 | 15% | 2.15 | 0.25 | Leviton | Dup Wht 15A 125V Stnd Decora Recpt | E
16242-I | Wiring Devices and Plates | 1.87 | 15% | 2.15 | 0.25 | Leviton | Dup Ivy 15A 125V Stnd Decora Recpt | E
16242-E | Wiring Devices and Plates | 1.87 | 15% | 2.15 | 0.25 | Leviton | Dup Blk 15A 125V Stnd Decora Recpt | E
16242 | Wiring Devices and Plates | 1.87 | 15% | 2.15 | 0.25 | Leviton | Dup Mgh 15A 125V Stnd Decora Recpt | E
16241-W | Wiring Devices and Plates | 1.95 | 15% | 2.24 | 0.25 | Leviton | Sgl Wht 15A 125V Stnd Decora Recpt | E
16241-I | Wiring Devices and Plates | 1.95 | 15% | 2.24 | 0.25 | Leviton | Sgl Ivy 15A 125V Stnd Decora Recpt | E
15679-C | Wiring Devices and Plates | 9.9 | 15% | 11.39 | 0.5 | Leviton | Back Wired 15A 250V Flanged Recpt | E
15678-C | Wiring Devices and Plates | 8.12 | 15% | 9.34 | 0.5 | Leviton | Back Wired 15A 250V Flanged Inlet | E
1473-I | Wiring Devices and Plates | 4.17 | 15% | 4.8 | 0.25 | Leviton | 3W Ivy 15A 277V Push-In Rsdntl Sw | E
1471-I | Wiring Devices and Plates | 2.65 | 15% | 3.05 | 0.1875 | Leviton | SP Ivy 15A 277V Push-In Rsdntl Sw | E
1471 | Wiring Devices and Plates | 2.55 | 15% | 2.93 | 0.1875 | Leviton | SP Brn 15A 277V Push-In Rsdntl Sw | E
1453-WCP | Wiring Devices and Plates | 1.08 | 15% | 1.24 | 0.25 | Leviton | 3W Wht 15A Stnd Switch | E
1453-ICP | Wiring Devices and Plates | 1.08 | 15% | 1.24 | 0.25 | Leviton | 3W Ivy 15A Stnd Switch | E
1453-CP | Wiring Devices and Plates | 1.08 | 15% | 1.24 | 0.25 | Leviton | 3W Brn 15A Stnd Switch | E
1453-4W | Wiring Devices and Plates | 1.91 | 15% | 2.2 | 0.25 | Leviton | 3W Wht 15A Rsdntl Grnd Sw Less Ears | E
1453-4I | Wiring Devices and Plates | 1.91 | 15% | 2.2 | 0.25 | Leviton | 3W Ivy 15A Rsdntl Grnd Sw Less Ears | E
1453-2W | Wiring Devices and Plates | 1.08 | 15% | 1.24 | 0.25 | Leviton | 3W Wht 15A Stnd Switch w/Ground | E
1453-2I | Wiring Devices and Plates | 1.08 | 15% | 1.24 | 0.25 | Leviton | 3W Ivy 15A Stnd Switch w/Ground | E
1453-2 | Wiring Devices and Plates | 1.08 | 15% | 1.24 | 0.25 | Leviton | 3W Brn 15A Stnd Switch w/Ground | E
1451-WCP | Wiring Devices and Plates | 0.62 | 15% | 0.71 | 0.1875 | Leviton | SP Wht 15A Stnd Switch | E
1451-ICP | Wiring Devices and Plates | 0.62 | 15% | 0.71 | 0.1875 | Leviton | SP Ivy 15A Stnd Switch | E
1451-CP | Wiring Devices and Plates | 0.62 | 15% | 0.71 | 0.1875 | Leviton | SP Brn 15A Stnd Switch | E
1451-4W | Wiring Devices and Plates | 1.41 | 15% | 1.62 | 0.1875 | Leviton | SP Wht 15A Rsdntl Grnd Sw Less Ears | E
1451-4I | Wiring Devices and Plates | 1.41 | 15% | 1.62 | 0.1875 | Leviton | SP Ivy 15A Rsdntl Grnd Sw Less Ears | E
1451-2W | Wiring Devices and Plates | 0.62 | 15% | 0.71 | 0.1875 | Leviton | SP Wht 15A Stnd Switch w/Ground | E
1451-2I | Wiring Devices and Plates | 0.62 | 15% | 0.71 | 0.1875 | Leviton | SP Ivy 15A Stnd Switch w/Ground | E
1451-2 | Wiring Devices and Plates | 0.62 | 15% | 0.71 | 0.1875 | Leviton | SP Brn 15A Stnd Switch w/Ground | E
1288-I | Wiring Devices and Plates | 25.49 | 15% | 29.31 | 0.375 | Leviton | DP Ivy 30A Maintained Spec Switch | E
1288 | Wiring Devices and Plates | 25.49 | 15% | 29.31 | 0.375 | Leviton | DP Brn 30A Maintained Spec Switch | E
1287-I | Wiring Devices and Plates | 21.48 | 15% | 24.7 | 0.25 | Leviton | SP Ivy 30A Maintained Spec Switch | E
1287 | Wiring Devices and Plates | 21.48 | 15% | 24.7 | 0.25 | Leviton | SP Brn 30A Maintained Spec Switch | E
1286-I | Wiring Devices and Plates | 19.3 | 15% | 22.2 | 0.375 | Leviton | DP Ivy 20A Maintained Spec Switch | E
1286 | Wiring Devices and Plates | 19.3 | 15% | 22.2 | 0.375 | Leviton | DP Brn 20A Maintained Spec Switch | E
1285-I | Wiring Devices and Plates | 19.63 | 15% | 22.57 | 0.25 | Leviton | SP Ivy 20A Maintained Spec Switch | E
1285 | Wiring Devices and Plates | 19.63 | 15% | 22.57 | 0.25 | Leviton | SP Brn 20A Maintained Spec Switch | E
1282-I | Wiring Devices and Plates | 18.75 | 15% | 21.56 | 0.375 | Leviton | DP Ivy 15A Maintained Spec Switch | E
1282 | Wiring Devices and Plates | 18.75 | 15% | 21.56 | 0.375 | Leviton | DP Brn 15A Maintained Spec Switch | E
1281-I | Wiring Devices and Plates | 19.16 | 15% | 22.03 | 0.25 | Leviton | SP Ivy 15A Maintained Spec Switch | E
1281 | Wiring Devices and Plates | 19.16 | 15% | 22.03 | 0.25 | Leviton | SP Brn 15A Maintained Spec Switch | E
12650-I | Wiring Devices and Plates | 3.69 | 15% | 4.24 | 0.25 | Leviton | Ivory 15A S/W Resdntl Recpt w/Grnd | E
1257-L | Wiring Devices and Plates | 18.23 | 15% | 20.96 | 0.25 | Leviton | SP 20A Momentary Key Spec Switch | E
1257-I | Wiring Devices and Plates | 12.88 | 15% | 14.81 | 0.25 | Leviton | Ivory 20A Momentary Spec Switch | E
1256-L | Wiring Devices and Plates | 31.24 | 15% | 35.93 | 0.375 | Pass & Seymour | DPDT 30A Momentary Key Switch | E
1256-I | Wiring Devices and Plates | 10.12 | 15% | 11.64 | 0.25 | Leviton | Ivory 15A Momentary Spec Switch | E
1255-L | Wiring Devices and Plates | 31.09 | 15% | 35.75 | 0.25 | Pass & Seymour | SPDT 30A Momentary Key Switch | E
1243-I | Wiring Devices and Plates | 7.79 | 15% | 8.96 | 0.1875 | Leviton | SP Ivy 20A Stnd Switch w/Pigtails | E
1242-I | Wiring Devices and Plates | 5 | 15% | 5.75 | 0.25 | Leviton | 3W Ivy 15A Stnd Switch w/Pigtails | E
1241-I | Wiring Devices and Plates | 4.54 | 15% | 5.22 | 0.1875 | Leviton | SP Ivy 15A Stnd Switch w/Pigtails | E
1226-L | Wiring Devices and Plates | 26.21 | 15% | 30.14 | 0.375 | Pass & Seymour | DPDT Gry 20A Maintained Key Switch | E
1225-L | Wiring Devices and Plates | 25.92 | 15% | 29.81 | 0.25 | Pass & Seymour | SPDT Gry 20A Maintained Key Switch | E
1224-2W | Wiring Devices and Plates | 8.42 | 15% | 9.68 | 0.3125 | Leviton | 4W Wht 20A Back Wired Spec Switch | E
1224-2R | Wiring Devices and Plates | 8.42 | 15% | 9.68 | 0.3125 | Leviton | 4W Red 20A Back Wired Spec Switch | E
1224-2L | Wiring Devices and Plates | 10.9 | 15% | 12.54 | 0.3125 | Leviton | 4W Brn 20A Back Wired Spec Key Sw | E
1224-2IL | Wiring Devices and Plates | 10.9 | 15% | 12.54 | 0.3125 | Leviton | 4W Ivy 20A Back Wired Spec Key Sw | E
1224-2I | Wiring Devices and Plates | 8.42 | 15% | 9.68 | 0.3125 | Leviton | 4W Ivy 20A Back Wired Spec Switch | E
1224-2GY | Wiring Devices and Plates | 8.42 | 15% | 9.68 | 0.3125 | Leviton | 4W Gry 20A Back Wired Spec Switch | E
1224-2E | Wiring Devices and Plates | 8.42 | 15% | 9.68 | 0.3125 | Leviton | 4W Blk 20A Back Wired Spec Switch | E
1224-2 | Wiring Devices and Plates | 8.42 | 15% | 9.68 | 0.3125 | Leviton | 4W Brn 20A Back Wired Spec Switch | E
1223-PLR | Wiring Devices and Plates | 11.22 | 15% | 12.9 | 0.25 | Leviton | 3W Red 20A 120V Spec Pilot Light Sw | E
1223-PLG | Wiring Devices and Plates | 11.22 | 15% | 12.9 | 0.25 | Leviton | 3W Grn 20A 120V Spec Pilot Light Sw | E
1223-PLC | Wiring Devices and Plates | 11.22 | 15% | 12.9 | 0.25 | Leviton | 3W Clr 20A 120V Spec Pilot Light Sw | E
1223-LHI | Wiring Devices and Plates | 10.71 | 15% | 12.32 | 0.25 | Leviton | 3W Ivy 20A 120V Illum Spec Switch | E
1223-LHC | Wiring Devices and Plates | 10.25 | 15% | 11.79 | 0.25 | Leviton | 3W Clr 20A 120V Illum Spec Switch | E
1223-2W | Wiring Devices and Plates | 3.3 | 15% | 3.8 | 0.25 | Leviton | 3W Wht 20A Back Wired Spec Switch | E
1223-2R | Wiring Devices and Plates | 3.3 | 15% | 3.8 | 0.25 | Leviton | 3W Red 20A Back Wired Spec Switch | E
1223-2L | Wiring Devices and Plates | 8.1 | 15% | 9.32 | 0.25 | Leviton | 3W Brn 20A Back Wired Spec Key Sw | E
1223-2IL | Wiring Devices and Plates | 8.1 | 15% | 9.32 | 0.25 | Leviton | 3W Ivy 20A Back Wired Spec Key Sw | E
1223-2I | Wiring Devices and Plates | 3.3 | 15% | 3.8 | 0.25 | Leviton | 3W Ivy 20A Back Wired Spec Switch | E
1223-2GY | Wiring Devices and Plates | 3.3 | 15% | 3.8 | 0.25 | Leviton | 3W Gry 20A Back Wired Spec Switch | E
1223-2E | Wiring Devices and Plates | 3.3 | 15% | 3.8 | 0.25 | Leviton | 3W Blk 20A Back Wired Spec Switch | E
1223-2 | Wiring Devices and Plates | 3.3 | 15% | 3.8 | 0.25 | Leviton | 3W Brn 20A Back Wired Spec Switch | E
1222-PLR | Wiring Devices and Plates | 10.15 | 15% | 11.67 | 0.3125 | Leviton | DP Red 20A 120V Spec Pilot Light Sw | E
1222-PLG | Wiring Devices and Plates | 10.15 | 15% | 11.67 | 0.3125 | Leviton | DP Grn 20A 120V Spec Pilot Light Sw | E
1222-PLC | Wiring Devices and Plates | 10.15 | 15% | 11.67 | 0.3125 | Leviton | DP Clr 20A 120V Spec Pilot Light Sw | E
1222-L | Wiring Devices and Plates | 24.96 | 15% | 28.7 | 0.375 | Pass & Seymour | DPDT Gry 15A Maintained Key Switch | E
1222-7PR | Wiring Devices and Plates | 15.48 | 15% | 17.8 | 0.3125 | Leviton | DP Red 20A 277V Spec Pilot Light Sw | E
1222-2W | Wiring Devices and Plates | 6.15 | 15% | 7.07 | 0.3125 | Leviton | DP Wht 20A Back Wired Spec Switch | E
1222-2R | Wiring Devices and Plates | 6.15 | 15% | 7.07 | 0.3125 | Leviton | DP Red 20A Back Wired Spec Switch | E
1222-2L | Wiring Devices and Plates | 8.33 | 15% | 9.58 | 0.3125 | Leviton | DP Brn 20A Back Wired Spec Key Sw | E
1222-2IL | Wiring Devices and Plates | 8.33 | 15% | 9.58 | 0.3125 | Leviton | DP Ivy 20A Back Wired Spec Key Sw | E
1222-2I | Wiring Devices and Plates | 6.15 | 15% | 7.07 | 0.3125 | Leviton | DP Ivy 20A Back Wired Spec Switch | E
1222-2GY | Wiring Devices and Plates | 6.15 | 15% | 7.07 | 0.3125 | Leviton | DP Gry 20A Back Wired Spec Switch | E
1222-2E | Wiring Devices and Plates | 6.15 | 15% | 7.07 | 0.3125 | Leviton | DP Blk 20A Back Wired Spec Switch | E
1222-2 | Wiring Devices and Plates | 6.15 | 15% | 7.07 | 0.3125 | Leviton | DP Brn 20A Back Wired Spec Switch | E
1221-PLR | Wiring Devices and Plates | 7.83 | 15% | 9 | 0.1875 | Leviton | SP Red 20A 120V Spec Pilot Light Sw | E
1221-PLG | Wiring Devices and Plates | 7.83 | 15% | 9 | 0.1875 | Leviton | SP Grn 20A 120V Spec Pilot Light Sw | E
1221-PLC | Wiring Devices and Plates | 7.83 | 15% | 9 | 0.1875 | Leviton | SP Clr 20A 120V Spec Pilot Light Sw | E
1221-LHI | Wiring Devices and Plates | 8.15 | 15% | 9.37 | 0.1875 | Leviton | SP Ivy 20A 120V Illum Spec Switch | E
1221-LHC | Wiring Devices and Plates | 10.39 | 15% | 11.95 | 0.1875 | Leviton | SP Clr 20A 120V Illum Spec Switch | E
1221-L | Wiring Devices and Plates | 23.07 | 15% | 26.53 | 0.25 | Pass & Seymour | SPDT Gry 15A Maintained Key Switch | E
1221-7PR | Wiring Devices and Plates | 11.93 | 15% | 13.72 | 0.1875 | Leviton | SP Red 20A 277V Spec Pilot Light Sw | E
1221-7PC | Wiring Devices and Plates | 11.93 | 15% | 13.72 | 0.1875 | Leviton | SP Clr 20A 277V Spec Pilot Light Sw | E
1221-2W | Wiring Devices and Plates | 2.88 | 15% | 3.31 | 0.1875 | Leviton | SP Wht 20A Back Wired Spec Switch | E
1221-2R | Wiring Devices and Plates | 2.88 | 15% | 3.31 | 0.1875 | Leviton | SP Red 20A Back Wired Spec Switch | E
1221-2L | Wiring Devices and Plates | 7.42 | 15% | 8.53 | 0.1875 | Leviton | SP Brn 20A Back Wired Spec Key Sw | E
1221-2IL | Wiring Devices and Plates | 7.42 | 15% | 8.53 | 0.1875 | Leviton | SP Ivy 20A Back Wired Spec Key Sw | E
1221-2I | Wiring Devices and Plates | 2.88 | 15% | 3.31 | 0.1875 | Leviton | SP Ivy 20A Back Wired Spec Switch | E
1221-2GY | Wiring Devices and Plates | 2.88 | 15% | 3.31 | 0.1875 | Leviton | SP Gry 20A Back Wired Spec Switch | E
1221-2E | Wiring Devices and Plates | 2.88 | 15% | 3.31 | 0.1875 | Leviton | SP Blk 20A Back Wired Spec Switch | E
1221-2 | Wiring Devices and Plates | 2.88 | 15% | 3.31 | 0.1875 | Leviton | SP Brn 20A Back Wired Spec Switch | E
1215-4I | Wiring Devices and Plates | 0.72 | 15% | 0.83 | 0.25 | Leviton | Ivory 15A Resdntl Recpt no Ears | E
1215-4 | Wiring Devices and Plates | 0.72 | 15% | 0.83 | 0.25 | Leviton | Brown 15A Resdntl Recpt no Ears | E
1204W | Wiring Devices and Plates | 21.47 | 15% | 24.69 | 0.3125 | Arrow Hart | 4W Wht 15A Side Wired Spec Switch | E
1204GRY | Wiring Devices and Plates | 21.47 | 15% | 24.69 | 0.3125 | Arrow Hart | 4W Gry 15A Side Wired Spec Switch | E
1204-2W | Wiring Devices and Plates | 7.15 | 15% | 8.22 | 0.3125 | Leviton | 4W Wht 15A Back Wired Spec Switch | E
1204-2L | Wiring Devices and Plates | 12.77 | 15% | 14.69 | 0.3125 | Leviton | 4W Brn 15A Back Wired Spec Key Sw | E
1204-2I | Wiring Devices and Plates | 7.15 | 15% | 8.22 | 0.3125 | Leviton | 4W Ivy 15A Back Wired Spec Switch | E
1204-2GY | Wiring Devices and Plates | 7.15 | 15% | 8.22 | 0.3125 | Leviton | 4W Gry 15A Back Wired Spec Switch | E
1204-2 | Wiring Devices and Plates | 7.15 | 15% | 8.22 | 0.3125 | Leviton | 4W Brn 15A Back Wired Spec Switch | E
1203-PLR | Wiring Devices and Plates | 15.83 | 15% | 18.2 | 0.25 | Leviton | 3W Red 15A 120V Spec Pilot Light Sw | E
1203-PLG | Wiring Devices and Plates | 15.83 | 15% | 18.2 | 0.25 | Leviton | 3W Grn 15A 120V Spec Pilot Light Sw | E
1203-PLC | Wiring Devices and Plates | 15.83 | 15% | 18.2 | 0.25 | Leviton | 3W Clr 15A 120V Spec Pilot Light Sw | E
1203-LHI | Wiring Devices and Plates | 12.25 | 15% | 14.09 | 0.25 | Leviton | 3W Ivy 15A 120V Illum Spec Switch | E
1203-LHC | Wiring Devices and Plates | 12.25 | 15% | 14.09 | 0.25 | Leviton | 3W Clr 15A 120V Illum Spec Switch | E
1203-2W | Wiring Devices and Plates | 2.49 | 15% | 2.86 | 0.25 | Leviton | 3W Wht 15A Back Wired Spec Switch | E
1203-2R | Wiring Devices and Plates | 2.49 | 15% | 2.86 | 0.25 | Leviton | 3W Red 15A Back Wired Spec Switch | E
1203-2L | Wiring Devices and Plates | 7.6 | 15% | 8.74 | 0.25 | Leviton | 3W Brn 15A Back Wired Spec Key Sw | E
1203-2IL | Wiring Devices and Plates | 7.6 | 15% | 8.74 | 0.25 | Leviton | 3W Brn 15A Back Wired Spec Key Sw | E
1203-2I | Wiring Devices and Plates | 2.49 | 15% | 2.86 | 0.25 | Leviton | 3W Ivy 15A Back Wired Spec Switch | E
1203-2GY | Wiring Devices and Plates | 2.49 | 15% | 2.86 | 0.25 | Leviton | 3W Gry 15A Back Wired Spec Switch | E
1203-2 | Wiring Devices and Plates | 2.49 | 15% | 2.86 | 0.25 | Leviton | 3W Brn 15A Back Wired Spec Switch | E
1202W | Wiring Devices and Plates | 8.97 | 15% | 10.32 | 0.3125 | Arrow Hart | SP Wht 15A Side Wired Spec Switch | E
1202-PLR | Wiring Devices and Plates | 10.33 | 15% | 11.88 | 0.3125 | Leviton | DP Red 15A 120V Spec Pilot Light Sw | E
1202-PLG | Wiring Devices and Plates | 7.92 | 15% | 9.11 | 0.3125 | Leviton | DP Grn 15A 120V Spec Pilot Light Sw | E
1202-PLC | Wiring Devices and Plates | 9.42 | 15% | 10.83 | 0.3125 | Leviton | DP Clr 15A 120V Spec Pilot Light Sw | E
1202GRY | Wiring Devices and Plates | 8.97 | 15% | 10.32 | 0.3125 | Arrow Hart | SP Gry 15A Side Wired Spec Switch | E
1202-2W | Wiring Devices and Plates | 4.74 | 15% | 5.45 | 0.3125 | Leviton | DP Wht 15A Back Wired Spec Switch | E
1202-2L | Wiring Devices and Plates | 7.38 | 15% | 8.49 | 0.3125 | Leviton | DP Brn 15A Back Wired Spec Key Sw | E
1202-2I | Wiring Devices and Plates | 4.74 | 15% | 5.45 | 0.3125 | Leviton | DP Ivy 15A Back Wired Spec Switch | E
1202-2GY | Wiring Devices and Plates | 4.74 | 15% | 5.45 | 0.3125 | Leviton | DP Gry 15A Back Wired Spec Switch | E
1202-2 | Wiring Devices and Plates | 4.74 | 15% | 5.45 | 0.3125 | Leviton | DP Brn 15A Back Wired Spec Switch | E
1201-PLR | Wiring Devices and Plates | 7.69 | 15% | 8.84 | 0.1875 | Leviton | SP Red 15A 120V Spec Pilot Light Sw | E
1201-PLG | Wiring Devices and Plates | 7.69 | 15% | 8.84 | 0.1875 | Leviton | SP Grn 15A 120V Spec Pilot Light Sw | E
1201-PLC | Wiring Devices and Plates | 7.69 | 15% | 8.84 | 0.1875 | Leviton | SP Clr 15A 120V Spec Pilot Light Sw | E
1201-LHI | Wiring Devices and Plates | 8.92 | 15% | 10.26 | 0.1875 | Leviton | SP Ivy 15A 120V Illum Spec Switch | E
1201-LHC | Wiring Devices and Plates | 8.92 | 15% | 10.26 | 0.1875 | Leviton | SP Clr 15A 120V Illum Spec Switch | E
1201-2W | Wiring Devices and Plates | 1.89 | 15% | 2.17 | 0.1875 | Leviton | SP Wht 15A Back Wired Spec Switch | E
1201-2R | Wiring Devices and Plates | 1.89 | 15% | 2.17 | 0.1875 | Leviton | SP Red 15A Back Wired Spec Switch | E
1201-2L | Wiring Devices and Plates | 5.45 | 15% | 6.27 | 0.1875 | Leviton | SP Brn 15A Back Wired Spec Key Sw | E
1201-2IL | Wiring Devices and Plates | 5.45 | 15% | 6.27 | 0.1875 | Leviton | SP Ivy 15A Back Wired Spec Key Sw | E
1201-2I | Wiring Devices and Plates | 1.89 | 15% | 2.17 | 0.1875 | Leviton | SP Ivy 15A Back Wired Spec Switch | E
1201-2GY | Wiring Devices and Plates | 1.89 | 15% | 2.17 | 0.1875 | Leviton | SP Gry 15A Back Wired Spec Switch | E
1201-2 | Wiring Devices and Plates | 1.89 | 15% | 2.17 | 0.1875 | Leviton | SP Brn 15A Back Wired Spec Switch | E
1193N | Wiring Devices and Plates | 28.17 | 15% | 32.4 | 0.25 | Arrow Hart | 3W 20A Corbin Lock Switch | E
1192N | Wiring Devices and Plates | 28.21 | 15% | 32.44 | 0.3125 | Arrow Hart | DP 20A Corbin Lock Switch | E
1191N | Wiring Devices and Plates | 32.27 | 15% | 37.11 | 0.1875 | Arrow Hart | SP 20A Corbin Lock Switch | E
1188 | Wiring Devices and Plates | 6.18 | 15% | 7.11 | 0.075 | Arrow Hart | Corbin Lock Plate | E
1187 | Wiring Devices and Plates | 6.18 | 15% | 7.11 | 0.075 | Arrow Hart | Corbin Lock w/On-Off Plate | E
1183N | Wiring Devices and Plates | 26.63 | 15% | 30.62 | 0.25 | Arrow Hart | 3W 15A Corbin Lock Switch | E
1182N | Wiring Devices and Plates | 26.58 | 15% | 30.57 | 0.3125 | Arrow Hart | DP 15A Corbin Lock Switch | E
1181N | Wiring Devices and Plates | 25.89 | 15% | 29.77 | 0.1875 | Arrow Hart | SP 15A Corbin Lock Switch | E
1124-2W | Wiring Devices and Plates | 11.91 | 15% | 13.7 | 0.3125 | Leviton | 4W Wht 20A Side Wired Spec Switch | E
1124-2R | Wiring Devices and Plates | 11.91 | 15% | 13.7 | 0.3125 | Leviton | 4W Red 20A Side Wired Spec Switch | E
1124-2L | Wiring Devices and Plates | 17.37 | 15% | 19.98 | 0.3125 | Leviton | 4W Brn 20A Side Wired Spec Key Sw | E
1124-2I | Wiring Devices and Plates | 11.91 | 15% | 13.7 | 0.3125 | Leviton | 4W Ivy 20A Side Wired Spec Switch | E
1124-2GY | Wiring Devices and Plates | 11.91 | 15% | 13.7 | 0.3125 | Leviton | 4W Gry 20A Side Wired Spec Switch | E
1124-2 | Wiring Devices and Plates | 11.91 | 15% | 13.7 | 0.3125 | Leviton | 4W Brn 20A Side Wired Spec Switch | E
1123-2W | Wiring Devices and Plates | 4.56 | 15% | 5.24 | 0.25 | Leviton | 3W Wht 20A Side Wired Spec Switch | E
1123-2R | Wiring Devices and Plates | 4.56 | 15% | 5.24 | 0.25 | Leviton | 3W Red 20A Side Wired Spec Switch | E
1123-2L | Wiring Devices and Plates | 8.99 | 15% | 10.34 | 0.25 | Leviton | 3W Brn 20A Side Wired Spec Key Sw | E
1123-2I | Wiring Devices and Plates | 4.56 | 15% | 5.24 | 0.25 | Leviton | 3W Ivy 20A Side Wired Spec Switch | E
1123-2GY | Wiring Devices and Plates | 4.56 | 15% | 5.24 | 0.25 | Leviton | 3W Gry 20A Side Wired Spec Switch | E
1123-2 | Wiring Devices and Plates | 4.56 | 15% | 5.24 | 0.25 | Leviton | 3W Brn 20A Side Wired Spec Switch | E
1122-2W | Wiring Devices and Plates | 6.35 | 15% | 7.3 | 0.3125 | Leviton | DP Wht 20A Side Wired Spec Switch | E
1122-2R | Wiring Devices and Plates | 5.44 | 15% | 6.26 | 0.3125 | Leviton | DP Red 20A Side Wired Spec Switch | E
1122-2L | Wiring Devices and Plates | 10.48 | 15% | 12.05 | 0.3125 | Leviton | DP Brn 20A Side Wired Spec Key Sw | E
1122-2I | Wiring Devices and Plates | 6.35 | 15% | 7.3 | 0.3125 | Leviton | DP Ivy 20A Side Wired Spec Switch | E
1122-2GY | Wiring Devices and Plates | 6.35 | 15% | 7.3 | 0.3125 | Leviton | DP Gry 20A Side Wired Spec Switch | E
1122-2 | Wiring Devices and Plates | 6.35 | 15% | 7.3 | 0.3125 | Leviton | DP Brn 20A Side Wired Spec Switch | E
1121-2W | Wiring Devices and Plates | 3.48 | 15% | 4 | 0.1875 | Leviton | SP Wht 20A Side Wired Spec Switch | E
1121-2R | Wiring Devices and Plates | 3.48 | 15% | 4 | 0.1875 | Leviton | SP Red 20A Side Wired Spec Switch | E
1121-2L | Wiring Devices and Plates | 8.28 | 15% | 9.52 | 0.1875 | Leviton | SP Brn 20A Side Wired Spec Key Sw | E
1121-2I | Wiring Devices and Plates | 3.48 | 15% | 4 | 0.1875 | Leviton | SP Ivy 20A Side Wired Spec Switch | E
1121-2GY | Wiring Devices and Plates | 3.48 | 15% | 4 | 0.1875 | Leviton | SP Gry 20A Side Wired Spec Switch | E
1121-2 | Wiring Devices and Plates | 3.48 | 15% | 4 | 0.1875 | Leviton | SP Brn 20A Side Wired Spec Switch | E
1104-2L | Wiring Devices and Plates | 16.42 | 15% | 18.88 | 0.3125 | Leviton | 4W Brn 15A Side Wired Spec Key Sw | E
1104-2I | Wiring Devices and Plates | 9.9 | 15% | 11.39 | 0.3125 | Leviton | 4W Ivy 15A Side Wired Spec Switch | E
1103-2W | Wiring Devices and Plates | 4.95 | 15% | 5.69 | 0.25 | Leviton | 3W Wht 15A Side Wired Spec Switch | E
1103-2L | Wiring Devices and Plates | 6.71 | 15% | 7.72 | 0.25 | Leviton | 3W Brn 15A Side Wired Spec Key Sw | E
1103-2I | Wiring Devices and Plates | 4.42 | 15% | 5.08 | 0.25 | Leviton | 3W Ivy 15A Side Wired Spec Switch | E
1103-2GY | Wiring Devices and Plates | 4.95 | 15% | 5.69 | 0.25 | Leviton | 3W Gry 15A Side Wired Spec Switch | E
1103-2 | Wiring Devices and Plates | 4.42 | 15% | 5.08 | 0.25 | Leviton | 3W Brn 15A Side Wired Spec Switch | E
1102-2L | Wiring Devices and Plates | 8.56 | 15% | 9.84 | 0.3125 | Leviton | DP Brn 15A Side Wired Spec Key Sw | E
1102-2I | Wiring Devices and Plates | 5.59 | 15% | 6.43 | 0.3125 | Leviton | DP Ivy 15A Side Wired Spec Switch | E
1102-2 | Wiring Devices and Plates | 5.59 | 15% | 6.43 | 0.3125 | Leviton | DP Brn 15A Side Wired Spec Switch | E
1101-2W | Wiring Devices and Plates | 2.95 | 15% | 3.39 | 0.1875 | Leviton | SP Wht 15A Side Wired Spec Switch | E
1101-2L | Wiring Devices and Plates | 5.27 | 15% | 6.06 | 0.1875 | Leviton | SP Brn 15A Side Wired Spec Key Sw | E
1101-2I | Wiring Devices and Plates | 2.95 | 15% | 3.39 | 0.1875 | Leviton | SP Ivy 15A Side Wired Spec Switch | E
1101-2GY | Wiring Devices and Plates | 2.95 | 15% | 3.39 | 0.1875 | Leviton | SP Gry 15A Side Wired Spec Switch | E
1101-2 | Wiring Devices and Plates | 2.95 | 15% | 3.39 | 0.1875 | Leviton | SP Brn 15A Side Wired Spec Switch | E
11001-PW | Wiring Devices and Plates | 42.45 | 15% | 48.82 | 0.25 | Leviton | Wht 1000W LED Keypad Rocker Dimmer | E
11001-PI | Wiring Devices and Plates | 42.45 | 15% | 48.82 | 0.25 | Leviton | Ivry 1000W LED Keypad Rocker Dimmer | E
11001-PGY | Wiring Devices and Plates | 42.45 | 15% | 48.82 | 0.25 | Leviton | Gray 1000W LED Keypad Rocker Dimmer | E
11001-PE | Wiring Devices and Plates | 42.45 | 15% | 48.82 | 0.25 | Leviton | Blk 1000W LED Keypad Rocker Dimmer | E
11001-P | Wiring Devices and Plates | 42.45 | 15% | 48.82 | 0.25 | Leviton | Mhg 1000W LED Keypad Rocker Dimmer | E
11000-PW | Wiring Devices and Plates | 41.48 | 15% | 47.7 | 0.25 | Leviton | White 1000W Keypad Rocker Dimmer | E
11000-PGY | Wiring Devices and Plates | 41 | 15% | 47.15 | 0.25 | Leviton | Gray 1000W Keypad Rocker Dimmer | E
11000-PE | Wiring Devices and Plates | 41.48 | 15% | 47.7 | 0.25 | Leviton | Black 1000W Keypad Rocker Dimmer | E
10601-W | Wiring Devices and Plates | 21.32 | 15% | 24.52 | 0.25 | Leviton | White 600W LED Rocker Dimmer | E
10601-PW | Wiring Devices and Plates | 22.27 | 15% | 25.61 | 0.25 | Leviton | White 600W LED Keypad Rocker Dimmer | E
10601-PI | Wiring Devices and Plates | 22.27 | 15% | 25.61 | 0.25 | Leviton | Ivory 600W LED Keypad Rocker Dimmer | E
10601-PGY | Wiring Devices and Plates | 22.27 | 15% | 25.61 | 0.25 | Leviton | Gray 600W LED Keypad Rocker Dimmer | E
10601-PE | Wiring Devices and Plates | 22.27 | 15% | 25.61 | 0.25 | Leviton | Black 600W LED Keypad Rocker Dimmer | E
10601-P | Wiring Devices and Plates | 22.27 | 15% | 25.61 | 0.25 | Leviton | Mhgny 600W LED Keypad Rocker Dimmer | E
10601-I | Wiring Devices and Plates | 21.32 | 15% | 24.52 | 0.25 | Leviton | Ivory 600W LED Rocker Dimmer | E
10601-GY | Wiring Devices and Plates | 21.32 | 15% | 24.52 | 0.25 | Leviton | Gray 600W LED Rocker Dimmer | E
10601-E | Wiring Devices and Plates | 21.32 | 15% | 24.52 | 0.25 | Leviton | Black 600W LED Rocker Dimmer | E
10601 | Wiring Devices and Plates | 21.32 | 15% | 24.52 | 0.25 | Leviton | Mhgny 600W LED Rocker Dimmer | E
10600-W | Wiring Devices and Plates | 20.44 | 15% | 23.51 | 0.25 | Leviton | White 600W Dim/Brite Rocker Dimmer | E
10600-I | Wiring Devices and Plates | 20.44 | 15% | 23.51 | 0.25 | Leviton | Ivory 600W Dim/Brite Rocker Dimmer | E
10600-GY | Wiring Devices and Plates | 20.44 | 15% | 23.51 | 0.25 | Leviton | Gray 600W Dim/Brite Rocker Dimmer | E
10600-E | Wiring Devices and Plates | 20.44 | 15% | 23.51 | 0.25 | Leviton | Black 600W Dim/Brite Rocker Dimmer | E
10600 | Wiring Devices and Plates | 20.44 | 15% | 23.51 | 0.25 | Leviton | Mhgny 600W Dim/Brite Rocker Dimmer | E
07847749144 | Wiring Devices and Plates | 1.65 | 15% | 1.9 | 0.1 | Leviton | 2G Sw&Blank White Midway Plate | E